## Product_Master_Clean
| Section 1: Basic Product Info | [6 empty] | Section 2: Product Description |  |  |  |  | Section 3: Technical Details |  |  |  |  | Section 4: Commercial Info |  |  |  |  | Section 5: Media & Files |  |  | Section 6: Compliance & Manufacturer |  |  | Section 7: Website Mapping
Field | Product ID* | Category* | Subcategory* | Product Name* | Brand* | Generic Name* | Country of Origin* | Short Description* | Full Description* | Intended Use* | Key Features* | Benefits* | Specifications* | Material Composition* | Sterile / Non-Sterile* | Shelf Life* | Storage Conditions* | Price | Price Type | Pack Size* | Availability | Minimum Order Quantity | Product Images** | Datasheet (PDF)** | Instruction Manual | Manufacturer Name | Certification | Regulatory Info | Featured Product | Related Products | Display Order
Description | Unique code (you can generate) | e.g., Orthodontics, Endodontics - select from the dropdown menu | e.g., Archwires, Sealers | Full product name | e.g., Prevest DenPro | e.g., Root Canal Sealer | Optional | 1–2 lines | Detailed explanation | What is it used for? | Bullet points | Why use it | Size, type, etc. | If available | Important for medical | If applicable | If applicable | Optional | Fixed / Request Quote | e.g., 10 units | In stock / On request | Optional | File names or links | Upload if available | Optional |  | ISO, CE, etc. | Optional | Yes / No | IDs | Priority
| DTC-0001 | Endodontics | Endodontic Products | Apacal Art | Prevest DenPro | Dental Composite | India | Starter kit containing essential composite shades for versatile restorative procedures. | Calcium hydroxide paste used for pulp capping and cavity lining. | Direct/indirect pulp capping and liner under restorations | High pH, antibacterial, ready-to-use | Promotes healing, protects pulp | Intro Pack, calcium hydroxide paste radipaque syringe or tube |  | Non-sterile | Long | Store in dry place, tightly closed |  | Request Quote | To be confirmed | In Stock | Optional |  |  |  | Prevest DenPro | ISO/CE |  | Yes |  | 1
| DTC-0002 | Endodontics | Endodontic Products | Calplus | Prevest DenPro | Dental Composite | India | Complete composite kit offering multiple shades and accessories for restorative use. | Antiseptic solution used in root canal treatment. |  |  |  | Trial Pack, Intro Pack, Economy Pack | Calcium hydroxide, barium sulfate (radiopacifier), vehicle paste Non-sterile | Non-sterile | Long | Store away from light, in a cool place |  | Request Quote | To be confirmed | In Stock | Optional |  |  |  | Prevest DenPro | ISO/CE |  | Yes |  | 2
| DTC-0003 | Endodontics | Endodontic Products | Calcigel | Prevest DenPro | Dental Composite | India | Pre-measured composite compules for convenient and hygienic application. |  |  |  |  | Trial Pack Intro Pack, Economy Pack | Calcium hydroxide, aqueous/gel base | Non-sterile | Long | Store away from light, in a cool place |  | Request Quote | To be confirmed | In Stock | Optional |  |  |  | Prevest DenPro | ISO/CE |  | Yes |  | 3
| DTC-0004 | Restorative | Composites | Fusion Flo Trial Pack | Prevest DenPro | Dental Composite | India | Trial pack of flowable composite for easy handling in small restorations. | Flowable composite resin for minimally invasive restorations. | Small cavities, liners, fissure sealing | Low viscosity, light-cure, good adaptation | Easy application, precise placement | Trial Pack, Intro Pack, SE, combo pack light-cure, (multiple syringes) | Fusion Flo Trial Pack Light-cured resin (Bis-GMA/UDMA), fillers (silica) | Non-sterile | Long | Store away from light, in a cool place |  | Request Quote | To be confirmed | In Stock | Optional |  |  |  | Prevest DenPro | ISO/CE |  | Yes |  | 4
| DTC-0005 | Restorative | Composites | Fusion Bond | Prevest DenPro | Dental Composite | India | Introductory kit of flowable composite for precise and smooth application. | Dental bonding agent for adhesion of composite materials. | Bonding composite to enamel and dentin | Strong adhesion, easy application, light-cure | Improves retention, reduces microleakage | 7 Intro Pack, 7 Economy Pack, 5 Economy Pack, dc, Light-cure adhesive system, bottle | Resin monomers (Bis-GMA/HEMA), solvents (ethanol/acetone) Non-sterile | Non-sterile | Long | Store away from light, in a cool place |  | Request Quote | To be confirmed | In Stock | Optional |  |  |  | Prevest DenPro | ISO/CE |  | Yes |  | 5
| DTC-0006 | Endodontics | Endodontic Products | Formacresol | Prevest DenPro | Dental Composite | India | Formacresol by Prevest DenPro, listed under Endodontics. | Medicament used in pulpotomy procedures. | Vital pulp therapy in primary teeth | Fixative properties, antibacterial | Preserves tooth structure, effective in pediatric dentistry | Liquid solution, small bottle | Formaldehyde, cresol, glycerin, water | Non-sterile | Long | Store away from light, in a cool place |  | Request Quote | To be confirmed | In Stock | Optional |  |  |  | Prevest DenPro | ISO/CE |  | Yes |  | 6
| DTC-0007 | Endodontics | Endodontic Products | Camphenol | Prevest DenPro | Dental Composite | India | Camphenol by Prevest DenPro, listed under Endodontics. |  | Disinfection of root canals | Antimicrobial, soothing effect | Reduces pain and infection | Liquid, bottle form, 15ml, | Camphenol Chlorophenol compounds, camphor | Non-sterile | Long | Store away from light, in a cool place |  | Request Quote | To be confirmed | In Stock | Optional |  |  |  | Prevest DenPro | ISO/CE |  | Yes |  | 7
| DTC-0008 | Restorative | Restorative Materials | Eugenol | Prevest DenPro | Dental Composite | India | Sedative dental material | Material used in temporary fillings and cements with soothing effect on pulp. | Temporary restorations and cavity dressing | Sedative, antibacterial, easy mixing | Reduces pain, protects pulp | Liquid/paste form (eugenol-based) | Eugenol (clove oil extract), zinc oxide (when mixed) | Non-sterile | Long |  |  | Request Quote | To be confirmed | In Stock | Optional |  |  |  | Prevest DenPro | ISO/CE |  | Yes |  | 8
| DTC-0009 | Endodontics | Endodontic Products | Carven | Prevest DenPro | Dental Composite | India | Carven by Prevest DenPro, listed under Endodontics. | [6 empty] | Non-sterile | Long |  |  | Request Quote | To be confirmed | In Stock | Optional |  |  |  | Prevest DenPro | ISO/CE |  | Yes |  | 9
| DTC-0010 | Endodontics | Endodontic Products | Hyposol | Prevest DenPro | Dental Composite | India | Root canal irrigant | Sodium hypochlorite solution used for cleaning and disinfecting canals. | Intended Use: Canal irrigation during RC | Strong antibacterial, dissolves tissue | Effective cleaning and disinfection | Sodium hypochlorite solution (various %) |  | Non-sterile | Long | Store in dry, room temperature |  | Request Quote | To be confirmed | In Stock | Optional |  |  |  | Prevest DenPro | ISO/CE |  | Yes |  | 10
| DTC-0011 | Restorative | Restorative Materials | Fusion Core DC Flo | Prevest DenPro | Dental Composite | India | Dual-cure core build-up material | Composite material used for core build-up after endodontic treatment | Core build-up and post cementation | Dual-cure, high strength, flowable | Strong foundation for crowns | Dual-cure composite, automix syringe |  | Non-sterile | Long | Store in dry, room temperature |  | Request Quote | To be confirmed | In Stock | Optional |  |  |  | Prevest DenPro | ISO/CE |  | Yes |  | 11
| DTC-0012 | Preventive | Preventive Materials | PF Seal | Prevest DenPro | Dental Composite | India | Pit and fissure sealant | Light-cure sealant used to protect occlusal surfaces from caries | Preventive sealing of pits and fissures | Fluoride release, flowabl | Prevents caries | Light-cure sealant, syringe |  | Non-sterile | Long | Store in dry, room temperature |  | Request Quote | To be confirmed | In Stock | Optional |  |  |  | Prevest DenPro | ISO/CE |  | Yes |  | 12
| DTC-0013 | Restorative | Restorative Materials | Fusion Ultra DC | Prevest DenPro | Dental Composite | India | Dual-cure resin cement | Used for permanent cementation of crowns, bridges, inlays, and onlays. | Luting restorations | Dual-cure (light + self cure) High bond strength Easy handling | Strong and durable bonding Reliable in deep areas | Automix syringe, radiopaque |  | Non-sterile | Long | Store in dry, room temperature |  | Request Quote | To be confirmed | In Stock | Optional |  |  |  | Prevest DenPro | ISO/CE |  | Yes |  | 13
| DTC-0014 | Prosthodontics | Prosthodontic Materials | Fusion Self Lute Intro Pack | Prevest DenPro | Self-Adhesive Resin Cement | India | : Self-adhesive resin cement | Cement used without separate bonding agent for indirect restorations. | Ntended Use: Cementation of crowns and bridges | No etching or bonding needed Moisture toleran | Saves time, simplified procedure | Intro pack, dual-cure |  | Non-sterile | Long | Store in dry, room temperature |  | Request Quote | To be confirmed | In Stock | Optional |  |  |  | Prevest DenPro | ISO/CE |  | Yes |  | 14
| DTC-0015 | Restorative | Restorative Materials | Magma NT | Prevest DenPro | Non Hybird Composite Resin | India | Nano-hybrid composite resin | Light-cure composite for anterior and posterior restorations. | Ntended Use: Tooth restoration | High polishability Natural aesthetics Good strength | Benefits: Long-lasting restorations Excellent appearance | Light-cure, multiple shades |  | Non-sterile | Long | Store in dry, room temperature |  | Request Quote | To be confirmed | In Stock | Optional |  |  |  | Prevest DenPro | ISO/CE |  | Yes |  | 15
| DTC-0016 | Endodontics | Endodontic Products | Chlor X Gel | Prevest DenPro | Chlorohexidine Gel | India | Chlorhexidine gel | Antimicrobial gel used for root canal disinfection and periodontal care. | Root canal irrigation/periodontal treatment | Key Features: Broad-spectrum antimicrobial Gel consistency | Benefits: Reduces bacterial load Improves treatment success | 2% chlorhexidine gel |  | Non-sterile | Long | Store in dry, room temperature |  | Request Quote | To be confirmed | In Stock | Optional |  |  |  | Prevest DenPro | ISO/CE |  | Yes |  | 16
| DTC-0017 | Endodontics | Endodontic Products | Cal LC | Prevest DenPro | Intracanal Medicament | India | : Light-cure calcium hydroxide liner | Used as a cavity liner for pulp protection. Intended Use: Pulp capping/liner | Pulp capping/liner | Light-cure High calcium release | Promotes dentin formation Protects pulp | Radiopaque, syringe |  | Non-sterile | Long | Store in dry, room temperature |  | Request Quote | To be confirmed | In Stock | Optional |  |  |  | Prevest DenPro | ISO/CE |  | Yes |  | 17
| DTC-0018 | Endodontics | Endodontic Products | Calcium Hydroxide Powde | Prevest DenPro | Intracanal Medicament | India | : Pulp capping material. | Used for direct/indirect pulp capping and root canal dressing | Ntended Use: Pulp therapy | High pH antibacterial Stimulates dentin formation | Benefits: Promotes healing Protects pulp tissue | Paste/paste system, powder |  | Non-sterile | Long | Store in dry, room temperature |  | Request Quote | To be confirmed | In Stock | Optional |  |  |  | Prevest DenPro | ISO/CE |  | Yes |  | 18
| DTC-0019 | Restorative | Restorative Materials | Silane-X | Prevest DenPro | Silane Coupling Agent | India | Silane-X by Prevest DenPro, listed under Restorative. |  |  |  |  | Intro Pack, economy pack |  | Non-sterile | Long | Store in dry, room temperature |  | Request Quote | To be confirmed | In Stock | Optional |  |  |  | Prevest DenPro | ISO/CE |  | Yes |  | 19
| DTC-0020 | Restorative | Restorative Materials | Fusion Crysta Adhesive | Prevest DenPro | Self-Adhesive Resin Cement | India | Ght-cure universal dental adhesive system used for bonding restorative materials to enamel and dentin. |  | Intended Use: Used for bonding composite restorations, crowns, and indirect restorations. | Key Features: • Strong adhesion to enamel & dentin • Compatible with composite materials • Easy single-bottle application • Light-cure system | Benefits: • Reliable bonding strength • Reduces microleakage • Improves restoration longevity • Simple clinical use | Primer, Orthodontic Adhesive Kit |  | Non-sterile | Long | Store in dry, room temperature |  | Request Quote | To be confirmed | In Stock | Optional |  |  |  | Prevest DenPro | ISO/CE |  | Yes |  | 20
| DTC-0021 | Prosthodontics | Prosthodontic Materials | Zitemp | Prevest DenPro | Temporary Cement | India | Zitemp by Prevest DenPro, listed under Prosthodontics. | [6 empty] | Non-sterile | Long | Store in dry, room temperature |  | Request Quote | To be confirmed | In Stock | Optional |  |  |  | Prevest DenPro | ISO/CE |  | Yes |  | 21
| DTC-0022 | Restorative | Restorative Materials | Micron Bioactive | Prevest DenPro | Dental Composite | India | Micron Bioactive by Prevest DenPro, listed under Restorative. | [6 empty] | Non-sterile | Long | Store in dry, room temperature |  | Request Quote | To be confirmed | In Stock | Optional |  |  |  | Prevest DenPro | ISO/CE |  | Yes |  | 22
| DTC-0023 | Restorative | Restorative Materials | Micron Superior | Prevest DenPro | Dental Composite | India | Micron Superior by Prevest DenPro, listed under Restorative. | : A reliable dental cement used for temporary restorations and base applications. Provides good sealing and soothing effect on pulp. | Temporary filling, base/line | Easy mixing Good sealing ability Sedative effect | Protects pulp Cost-effective | Powder-liquid system |  | Non-sterile | Long | Store in dry, room temperature |  | Request Quote | To be confirmed | In Stock | Optional |  |  |  | Prevest DenPro | ISO/CE |  | Yes |  | 23
| DTC-0024 | Restorative | Restorative Materials | Micron Superior Capsules | Prevest DenPro | Dental Composite | India | Micron Superior Capsules by Prevest DenPro, listed under Restorative. | [6 empty] | Non-sterile | Long | Store in dry, room temperature |  | Request Quote | To be confirmed | In Stock | Optional |  |  |  | Prevest DenPro | ISO/CE |  | Yes |  | 24
| DTC-0025 | Prosthodontics | Prosthodontic Materials | Micron Luting | Prevest DenPro | Lutting Cement | India | Dental luting cement | Used for permanent cementation of crowns, bridges, and inlays. | Cementation | : Strong adhesion Durable | Benefits: Long-lasting restorations | Specifications: Powder-liquid |  | Non-sterile | Long | Store in dry, room temperature |  | Request Quote | To be confirmed | In Stock | Optional |  |  |  | Prevest DenPro | ISO/CE |  | Yes |  | 25
| DTC-0026 | Prosthodontics | Prosthodontic Materials | Poly Zinc + | Prevest DenPro | Zinc Polyzinc Carboxilate | India | Reinforced zinc cement | High-strength zinc-based cement designed for enhanced durability in restorations. E | Luting and bas | High compressive strength Reliable bonding | Increased longevity | Intro Pack Economy, Powder-liquid |  | Non-sterile | Long | Store in dry, room temperature |  | Request Quote | To be confirmed | In Stock | Optional |  |  |  | Prevest DenPro | ISO/CE |  | Yes |  | 26
| DTC-0027 | Prosthodontics | Prosthodontic Materials | Zinc F+ | Prevest DenPro | Zinc Phosphate Cement | India | Zinc phosphate cement | Conventional cement for permanent cementation of metal restorations | Intended Use: Crown & bridge cementation | Key Features: High strength Proven reliability | Benefits: Stable and durable | Intro Pack Economy Pack Powder-liquid |  | Non-sterile | Long | Store in dry, room temperature |  | Request Quote | To be confirmed | In Stock | Optional |  |  |  | Prevest DenPro | ISO/CE |  | Yes |  | 27
| DTC-0028 | Prosthodontics | Prosthodontic Materials | Zinconol | Prevest DenPro | Zinc Oxide Eugenol Cement | India | Polymer reinforced ZOE cemen | Enhanced zinc oxide eugenol cement with improved strength and reduced solubility. | Intended Use: Temporary restoration | Reinforced formula Smooth handling | Benefits: Better durability than regular ZOE | Specifications: Paste/paste |  | Non-sterile | Long | Store in dry, room temperature |  | Request Quote | To be confirmed | In Stock | Optional |  |  |  | Prevest DenPro | ISO/CE |  | Yes |  | 28
| DTC-0029 | Restorative | Restorative Materials | Orafil G | Prevest DenPro | Glass Ionomer Cement | India | Glass ionomer restorative | Tooth-colored restorative material with fluoride release. | Fillings | Fluoride release Chemical bonding |  | Powder-liquid |  | Non-sterile | Long | Store in dry, room temperature |  | Request Quote | To be confirmed | In Stock | Optional |  |  |  | Prevest DenPro | ISO/CE |  | Yes |  | 29
| DTC-0030 | Prosthodontics | Prosthodontic Materials | Oratemp NE | Prevest DenPro | Non Eugenol Temporary Cement | India | Oratemp NE by Prevest DenPro, listed under Prosthodontics. |  |  |  | Prevents secondary caries | Auto Mix, Manual Mix |  | Non-sterile | Long | Store in dry, room temperature |  | Request Quote | To be confirmed | In Stock | Optional |  |  |  | Prevest DenPro | ISO/CE |  | Yes |  | 30
| DTC-0031 | Restorative | Restorative Materials | Orafil Plus | Prevest DenPro | Glass Ionomer Cement | India | Advanced glass ionomer. | Full Description: Improved restorative material with better strength and aesthetics | Intended Use: Restorations | Key Features: High strength Fluoride release | Benefits: Long-term protectio |  |  | Non-sterile | Long | Store in dry, room temperature |  | Request Quote | To be confirmed | In Stock | Optional |  |  |  | Prevest DenPro | ISO/CE |  | Yes |  | 31
| DTC-0032 | Prosthodontics | Prosthodontic Materials | Oratemp C&b | Prevest DenPro | Temporary Crown & Bridge Cement (Non-Eugeno | India | Non-eugenol temporary cemen | Temporary luting cement that does not interfere with resin materials. | Temporary crowns | Key Features: Eugenol-free Easy remova | Enefits: Compatible with composite | Specifications: Auto/Manual mix |  | Non-sterile | Long | Store in dry, room temperature |  | Request Quote | To be confirmed | In Stock | Optional |  |  |  | Prevest DenPro | ISO/CE |  | Yes |  | 32
| DTC-0033 | Restorative | Restorative Materials | Orafil LC | Prevest DenPro | Light-Cured Glass Ionomer Cement (Resin-Modified GIC) | India | Hort Desc: Light-cured glass ionomer | Full Description: Resin-modified glass ionomer with light curing capability. | Intended Use: Restorative and lining | Key Features: Light cure Fluoride release | Benefits: Fast setting | Light cure |  | Non-sterile | Long | Store in dry, room temperature |  | Request Quote | To be confirmed | In Stock | Optional |  |  |  | Prevest DenPro | ISO/CE |  | Yes |  | 33
| DTC-0034 | Endodontics | Sealers | Zical | Prevest DenPro | Calcium Hydroxide Paste | India | Calcium hydroxide paste | Full Description: Used for pulp capping and cavity lining. | Intended Use: Pulp protection | Key Features: High pH Radiopaque | Enefits: Stimulates dentin | Kit Automix Paste Manual Mix Paste |  | Non-sterile | Long | Store in dry, room temperature |  | Request Quote | To be confirmed | In Stock | Optional |  |  |  | Prevest DenPro | ISO/CE |  | Yes |  | 34
| DTC-0035 | Endodontics | Sealers | Endoseal | Prevest DenPro | Endodontic Dental Product | India | Calcium silicate root canal sealer | A premixed, injectable calcium silicate-based root canal sealer designed for excellent sealing ability and biocompatibility. | Root canal obturation | Premixed syringe Excellent sealing ability Biocompatible | Nsures long-term sealing and promotes healing | PlusSyringe |  | Non-sterile | Long | Store in dry, room temperature |  | Request Quote | To be confirmed | In Stock | Optional |  |  |  | Prevest DenPro | ISO/CE |  | Yes |  | 35
| DTC-0036 | Endodontics | Sealers | GuttaFill BA | Prevest DenPro | Gutta-Percha | India | Bioceramic gutta-percha system | A gutta-percha obturation system enhanced with bioceramic properties for improved sealing and bonding. | Root canal filling | Bioceramic coating Excellent flow Strong sealing | Improves obturation quality and reduces microleakage | Points/system kit |  | Non-sterile | Long | Store in dry, room temperature |  | Request Quote | To be confirmed | In Stock | Optional |  |  |  | Prevest DenPro | ISO/CE |  | Yes |  | 36
| DTC-0037 | Endodontics | Sealers | Nanoseal-S | Prevest DenPro | Bioceramic Sealer | India | Nano-filled root canal sealer | A resin-based root canal sealer with nano-sized fillers for enhanced penetration and sealing. | Root canal sealing | Nano technology High flowability Strong adhesion | Provides tight seal and long-term stability | Syringe/kit |  | Non-sterile | Long | Store in dry, room temperature |  | Request Quote | To be confirmed | In Stock | Optional |  |  |  | Prevest DenPro | ISO/CE |  | Yes |  | 37
| DTC-0038 | Endodontics | Sealers | Endo Smart Kit | Prevest DenPro | Mineral Trioxide Aggregate | India | Complete endodontic treatment kit | A comprehensive kit containing essential materials for root canal preparation, cleaning, and obturation. | Endodontic procedures | All-in-one kit |  |  |  | Non-sterile | Long | Store in dry, room temperature |  | Request Quote | To be confirmed | In Stock | Optional |  |  |  | Prevest DenPro | ISO/CE |  | Yes |  | 38
| DTC-0039 | Endodontics | Sealers | MTA Plus | Prevest DenPro | Endodontic Dental Product | India | MTA Plus by Prevest DenPro, listed under Endodontics. | Bioactive mineral trioxide aggregate used for root repair and pulp therapy. | Root perforation repair, pulp capping, | : Biocompatible, excellent sealing ability, promotes healing | Ensures strong seal and supports tissue regeneration | Economy Pack, Trial Pack, Intro Pack |  | Non-sterile | Long | Store in dry, room temperature |  | Request Quote | To be confirmed | In Stock | Optional |  |  |  | Prevest DenPro | ISO/CE |  | Yes |  | 39
| DTC-0040 | Endodontics | Sealers | Cerafill RCS | Prevest DenPro | Bioceramic Sealer | India | . Cerafill RCS (Endodontics) | Calcium-based root canal sealer for permanent obturation. | Root canal sealing | Biocompatible, antibacterial, strong adhesion | Nhances long-term success of root canal treatment |  |  | Non-sterile | Long | Store in dry, room temperature |  | Request Quote | To be confirmed | In Stock | Optional |  |  |  | Prevest DenPro | ISO/CE |  | Yes |  | 40
| DTC-0041 | Endodontics | EDTA Gel | Dolo EDTA Gel | Prevest DenPro | EDTA Gel | India | Dolo EDTA Gel (Endodontics) Final Description: C Intended Use: Canal cleaning and shaping Key Features: Lubricates canals, removes debris Why Use: Improves cleaning efficiency and instrument movement | Chelating gel used to remove smear layer during root canal preparation. | Canal cleaning and shaping | Lubricates canals, removes deb Ris | Mproves cleaning efficiency and instrument movement | Economy Pack, Trial Pack, Intro Pack |  | Non-sterile | Long | Store in dry, room temperature |  | Request Quote | To be confirmed | In Stock | Optional |  |  |  | Prevest DenPro | ISO/CE |  | Yes |  | 41
| DTC-0042 | Endodontics | Endodontic Products | EDTA Solution | Prevest DenPro | EDTA Solution | India | EDTA Solution (Endodontics) | Liquid chelating agent used for smear layer removal. | Root canal irrigation | Ffective cleaning, enhances disinfection | Opens dentinal tubules for better sealing |  |  | Non-sterile | Long | Store in dry, room temperature |  | Request Quote | To be confirmed | In Stock | Optional |  |  |  | Prevest DenPro | ISO/CE |  | Yes |  | 42
| DTC-0043 | Prosthodontics | Prosthodontic Materials | Zinc Oxide Powder | Prevest DenPro | Zinc Oxide | India | Zinc Oxide Powder (Prosthodontics) | Base material used for preparation of dental cements. | Temporary restorations and cement mixing | Ine powder, easy mixing Why Use: |  |  |  | Non-sterile | Long | Store in dry, room temperature |  | Request Quote | To be confirmed | In Stock | Optional |  |  |  | Prevest DenPro | ISO/CE |  | Yes |  | 43
| DTC-0044 | Endodontics | Endodontic Products | Pulp X 6g | Prevest DenPro | Calcium Hydroxide | India | Pulp X 6g by Prevest DenPro, listed under Endodontics. | Calcium hydroxide-based paste for pulp therapy. | Pulp capping and root canal dressing | Antibacterial, promotes healing | Protects pulp and supports regeneration |  |  | Non-sterile | Long | Store in dry, room temperature |  | Request Quote | To be confirmed | In Stock | Optional |  |  |  | Prevest DenPro | ISO/CE |  | Yes |  | 44
| DTC-0045 | Prosthodontics | Prosthodontic Materials | Alfina | Prevest DenPro | Prosthodontic Material | India | . Alfina (Prosthodontics) (assuming impression material) | Dental impression material for accurate reproduction of oral structures. | Taking dental impressions |  | Ensures precise prosthetic fabrication |  |  | Non-sterile | Long | Store in dry, room temperature |  | Request Quote | To be confirmed | In Stock | Optional |  |  |  | Prevest DenPro | ISO/CE |  | Yes |  | 45
| DTC-0046 | Restorative | Restorative Materials | BioEnamel Gel | Prevest DenPro | Dental Restorative Material | India | BioEnamel Gel (Restorative) | Remineralizing gel that strengthens enamel and reduces sensitivity. | Enamel protection and sensitivity treatment | Fluoride release, enamel repair | Restores enamel and reduces discomfor | LEconomy Pack |  | Non-sterile | Long | Store in dry, room temperature |  | Request Quote | To be confirmed | In Stock | Optional |  |  |  | Prevest DenPro | ISO/CE |  | Yes |  | 46
| DTC-0047 | Preventive | Preventive Materials | Nano Coat | Prevest DenPro | Cavity Varnish | India | Nano Coat by Prevest DenPro, listed under Preventive. |  |  | High accuracy, easy handling |  |  |  | Non-sterile | Long | Store in dry, room temperature |  | Request Quote | To be confirmed | In Stock | Optional |  |  |  | Prevest DenPro | ISO/CE |  | Yes |  | 47
| DTC-0048 | Restorative | Restorative Materials | Copal F | Prevest DenPro | Cavity Varnish | India | : Fluoride-containing cavity | A protective varnish used as a cavity liner to seal dentinal tubules and reduce sensitivity, with added fluoride release. | Cavity protection and liner | Fluoride release Seals dentinal tubules Easy application | Reduces sensitivity and protects pulp | : Bottle |  | Non-sterile | Long | Store in dry, room temperature |  | Request Quote | To be confirmed | In Stock | Optional |  |  |  | Prevest DenPro | ISO/CE |  | Yes |  | 48
| DTC-0049 | Preventive | Preventive Materials | Isolate | Prevest DenPro | Gingival Barrier | India | Isolate by Prevest DenPro, listed under Preventive. | : A resin-based material used to isolate gingiva during bleaching or adhesive procedures. | Ntended Use: Gingival protection during whitening | Key Features: Light-cured Easy peel-off Precise application | Benefits: Protects soft tissue, easy removal | Specifications: Syringe, blue color |  | Non-sterile | Long | Store in dry, room temperature |  | Request Quote | To be confirmed | In Stock | Optional |  |  |  | Prevest DenPro | ISO/CE |  | Yes |  | 49
| DTC-0050 | Preventive | Preventive Materials | FlouroDip Bioactive | Prevest DenPro | Fluoride Varnish/Desensitizing Agent | India | Bioactive fluoride varnish | A varnish that releases fluoride, calcium, and phosphate for enamel remineralization. | Caries prevention | Sustained fluoride release Bioactive formula | Strengthens enamel, reduces sensitivity | Specifications: Single-dose packs |  | Non-sterile | Long | Store in dry, room temperature |  | Request Quote | To be confirmed | In Stock | Optional |  |  |  | Prevest DenPro | ISO/CE |  | Yes |  | 50
| DTC-0051 | Orthodontics | Orthodontic Products | Hiflex RR | Prevest DenPro | Rubber Base Impression Material (Addition Silicone/Vps) | India | Short Description: Rubber-based impression material | A reliable rubber impression material designed for accurate dental impressions with high elasticity and dimensional stability. | Dental impressions | High flexibility Tear resistant Accurate detail reproduction | Produces precise and stable impressions | : Available in standard packs |  | Non-sterile | Long | Store in dry, room temperature |  | Request Quote | To be confirmed | In Stock | Optional |  |  |  | Prevest DenPro | ISO/CE |  | Yes |  | 51
| DTC-0052 | Orthodontics | Orthodontic Products | Hiflex H | Prevest DenPro | Impression Material (Heavy Body Silicone) | India | High-viscosity impression material | A heavy-body impression material used to provide strong support and accurate molding in dental procedures. | : Primary impression material | High viscosity Good body support | Improves impression accuracy and stability | Standard packaging |  | Non-sterile | Long | Store in dry, room temperature |  | Request Quote | To be confirmed | In Stock | Optional |  |  |  | Prevest DenPro | ISO/CE |  | Yes |  | 52
| DTC-0053 | Orthodontics | Orthodontic Products | Hiflex Base Plate | Prevest DenPro | Base Plate Wax | India | Dental base plate wax | : A durable base plate material used in denture fabrication for trial setups and bite registration. | Denture base preparation | Easy to shape Good strength Smooth finis | Acilitates accurate denture construction | Sheets or plates |  | Non-sterile | Long | Store in dry, room temperature |  | Request Quote | To be confirmed | In Stock | Optional |  |  |  | Prevest DenPro | ISO/CE |  | Yes |  | 53
| DTC-0054 | Endodontics | Endodontic Products | Actino Gel | Prevest DenPro | Etching Gel (Phosphoric Acid Etchant) | India | : Etching gel | A phosphoric acid-based gel used for enamel and dentin etching to improve bonding strength. | Tooth surface preparation | Controlled application High etching efficiency Easy rinse-off | Enhances adhesion of restorative materials | Trial Pack, 1x3ml, ntro Pack, Economy Pack Jumbo Pack |  | Non-sterile | Long | Store in dry, room temperature |  | Request Quote | To be confirmed | In Stock | Optional |  |  |  | Prevest DenPro | ISO/CE |  | Yes |  | 54
| DTC-0055 | Endodontics | Endodontic Products | Actino Liquid | Prevest DenPro | Bonding Agent/Dental Adhesive | India | : Dental bonding liquid | A liquid bonding agent used to improve adhesion between tooth structure and restorative materials. | : Bonding procedures | Strong adhesion Easy application Compatible with composites | Ensures long-lasting restorations | Bottle packaging |  | Non-sterile | Long | Store in dry, room temperature |  | Request Quote | To be confirmed | In Stock | Optional |  |  |  | Prevest DenPro | ISO/CE |  | Yes |  | 55
| DTC-0056 | Endodontics | Endodontic Products | Microgel SF | Prevest DenPro | Fluoride Gel/Topical Fluoride Treatment | India | Fluoride gel | A fluoride-containing gel designed to strengthen enamel and prevent dental caries. | Caries prevention | High fluoride release Easy application Smooth consistency | Protects teeth and reduces sensitivity | Intro Pack, Economy Pack |  | Non-sterile | Long | Store in dry, room temperature |  | Request Quote | To be confirmed | In Stock | Optional |  |  |  | Prevest DenPro | ISO/CE |  | Yes |  | 56
| DTC-0057 | Restorative | Restorative Materials | Cera Etch | Prevest DenPro | Dental Restorative Material | India | Ceramic etching gel | A specialized etching agent for ceramic surfaces to enhance bonding in restorative procedures. | Ceramic surface treatment | Strong etching capability Precise application Improves bonding | Ensures durable ceramic restoration | Economy Pack, Intro Pack |  | Non-sterile | Long | Store in dry, room temperature |  | Request Quote | To be confirmed | In Stock | Optional |  |  |  | Prevest DenPro | ISO/CE |  | Yes |  | 57
| DTC-0058 | Restorative | Restorative Materials | Microgel | Prevest DenPro | Moisture Control Gel/Drying Agent | India | Prophylaxis gel | A polishing gel used during dental cleaning to remove stains and plaque. |  | Smooth texture Effective stain removal Pleasant taste | Leaves teeth clean and polished | Intro pack, economy pack |  | Non-sterile | Long | Store in dry, room temperature |  | Request Quote | To be confirmed | In Stock | Optional |  |  |  | Prevest DenPro | ISO/CE |  | Yes |  | 58
| DTC-0059 | Restorative | Restorative Materials | Ultra Dry | Prevest DenPro | Dental Restorative Material | India | Moisture control agent | A material used to control moisture and maintain a dry working field during dental procedures. | Intended Use: Moisture control | Quick action Easy placement Effective isolation | Improves procedural accuracy | Intro Pack, Economy Pack |  | Non-sterile | Long | Store in dry, room temperature |  | Request Quote | To be confirmed | In Stock | Optional |  |  |  | Prevest DenPro | ISO/CE |  | Yes |  | 59
| DTC-0060 | Restorative | Restorative Materials | EpoSolv | Prevest DenPro | Resin Solvent/Adhesive Remover | India | Resin solvent | A solvent used to soften and remove temporary resin-based materials. | Material removal | Fast action Safe on surfaces Easy use | Simplifies cleanup procedures | Bottle |  | Non-sterile | Long | Store in dry, room temperature |  | Request Quote | To be confirmed | In Stock | Optional |  |  |  | Prevest DenPro | ISO/CE |  | Yes |  | 60
| DTC-0061 | Preventive | Preventive Materials | Platina Hi Gloss | Prevest DenPro | Prophylaxis Paste (Fluoridated Polishing Paste) | India | Platina Hi Gloss by Prevest DenPro, listed under Preventive. | [6 empty] | Non-sterile | Long | Store in dry, room temperature |  | Request Quote | To be confirmed | In Stock | Optional |  |  |  | Prevest DenPro | ISO/CE |  | Yes |  | 61
| DTC-0062 | Preventive | Preventive Materials | Spectra Fresh Mint | Prevest DenPro | Prophylaxis Paste | India | Fluoridated prophy paste with mint flavor | A prophylaxis paste formulated for effective cleaning and polishing of teeth, containing fluoride and a refreshing mint flavor for patient comfort. | Professional teeth cleaning and polishing | Fluoride-releasing Effective stain removal Pleasant mint taste | Cleans, polishes, and helps protect enamel | Available in multiple flavors, single-dose cups or jarsmint, strawberry, friut, orange, pinapple 200gm, 75gm, 340gm |  | Non-sterile | Long | Store in dry, room temperature |  | Request Quote | To be confirmed | In Stock | Optional |  |  |  | Prevest DenPro | ISO/CE |  | Yes |  | 62
| DTC-0063 | Restorative | Restorative Materials | Gingiva Shield | Prevest DenPro | Gingival Barrier (Light-Cured Resin Dam) | India | Light-cured gingival barrier | A light-cured resin barrier used to protect gingival tissues during whitening and other dental procedures. | : Gingival protection | Ght-cured material Easy application and removal Strong protective barrier | Prevents soft tissue irritation and improves safety | VLC Intro Pack, VLC Economy Pack |  | Non-sterile | Long | Store in dry, room temperature |  | Request Quote | To be confirmed | In Stock | Optional |  |  |  | Prevest DenPro | ISO/CE |  | Yes |  | 63
| DTC-0064 | Restorative | Restorative Materials | Reveal | Prevest DenPro | Caries Indicator Solution/Disclosing Agen | India | Short Description: Caries detection solution | A diagnostic solution used to identify carious dentin by staining infected areas, aiding in precise caries removal. | : Caries detection | Elective staining Easy application Improves visibility | Ensures complete removal of decayed tissue while preserving healthy structure | : Bottl |  | Non-sterile | Long | Store in dry, room temperature |  | Request Quote | To be confirmed | In Stock | Optional |  |  |  | Prevest DenPro | ISO/CE |  | Yes |  | 64
| DTC-0065 | Restorative | Restorative Materials | Ace | Prevest DenPro | Dental Restorative Material | India | EDTA root canal lubricant | A chelating agent containing EDTA used during endodontic procedures to facilitate canal instrumentation and debris removal. | Root canal preparation | Lubricates canal walls Removes smear layer Improves file movement | Enhances cleaning efficiency and reduces instrument stres | Syringe/gel form |  | Non-sterile | Long | Store in dry, room temperature |  | Request Quote | To be confirmed | In Stock | Optional |  |  |  | Prevest DenPro | ISO/CE |  | Yes |  | 65
| DTC-0066 | Orthodontics | Archwires | Nil | Muller India Pvt. Ltd | Dental Burs | India | Are high performance rotary instrumentcoated with tiny industrial grade diamond particlebonded to stainless steel shank |  | Grinding down enamel and shaping teeth for crowns |  | To shape a outside of a tooth for acrown | 10X5=50Nos. |  |  | 60 Month |  |  | Request Quote | 10 X 5 = 50Nos. Burs containg in single box. | On Request |  |  |  |  | Muller India Pvt. Ltd |  |  | No |  | 66
| DTC-0067 | Orthodontics | Archwires | Diamond Burs (TF Series-Taper Flat End)) | Muller India Pvt. Ltd | Dental Burs | India | Are high performance rotary instrumentcoated with tiny industrial grade diamond particlebonded to stainless steel shank |  | Grinding down enamel and shaping teeth for crowns |  | To shape a outside of a tooth for acrown | 10X5=50Nos. |  |  | 60 Month |  |  | Request Quote | 10 X 5 = 50Nos. Burs containg in single box. | On Request |  |  |  |  | Muller India Pvt. Ltd | ISO/CE |  | No |  | 67
| DTC-0068 | Orthodontics | Archwires | Diamond burs(TR Series-Taper Round End) | Muller India Pvt. Ltd | Dental Burs | India | Are high performance rotary instrumentcoated with tiny industrial grade diamond particlebonded to stainless steel shank |  | Grinding down enamel and shaping teeth for crowns |  | To shape a outside of a tooth for acrown | 10X5=50Nos. |  |  | 60 Month |  |  | Request Quote | 10 X 5 = 50Nos. Burs containg in single box. | On Request |  |  |  |  | Muller India Pvt. Ltd | ISO/CE |  | No |  | 68
| DTC-0069 | Orthodontics | Archwires | Diamond burs(Tc Series-Taper Conical) | Muller India Pvt. Ltd | Dental Burs | India | Are high performance rotary instrumentcoated with tiny industrial grade diamond particlebonded to stainless steel shank |  | Grinding down enamel and shaping teeth for crowns |  | To shape a outside of a tooth for acrown | 10X5=50Nos. |  |  | 60 Month |  |  | Request Quote | 10 X 5 = 50Nos. Burs containg in single box. | On Request |  |  |  |  | Muller India Pvt. Ltd | ISO/CE |  | No |  | 69
| DTC-0070 | Orthodontics | Archwires | Diamond burs(FO Series-Flame Ogival End) | Muller India Pvt. Ltd | Dental Burs | India | Are high performance rotary instrumentcoated with tiny industrial grade diamond particlebonded to stainless steel shank |  | Grinding down enamel and shaping teeth for crowns |  | To shape a outside of a tooth for acrown | 10X5=50Nos. |  |  | 60 Month |  |  | Request Quote | 10 X 5 = 50Nos. Burs containg in single box. | On Request |  |  |  |  | Muller India Pvt. Ltd | ISO/CE |  | No |  | 70
| DTC-0071 | Orthodontics | Archwires | Diamond burs((SF Series-Straight Flat End) | Muller India Pvt. Ltd | Dental Burs | India | Are high performance rotary instrumentcoated with tiny industrial grade diamond particlebonded to stainless steel shank |  | Grinding down enamel and shaping teeth for crowns |  | To shape a outside of a tooth for acrown | 10X5=50Nos. |  |  | 60 Month |  |  | Request Quote | 10 X 5 = 50Nos. Burs containg in single box. | On Request |  |  |  |  | Muller India Pvt. Ltd | ISO/CE |  | No |  | 71
| DTC-0072 | Orthodontics | Archwires | Diamond burs(SO Series-Straight Ogival) | Muller India Pvt. Ltd | Dental Burs | India | Are high performance rotary instrumentcoated with tiny industrial grade diamond particlebonded to stainless steel shank |  | Grinding down enamel and shaping teeth for crowns |  | To shape a outside of a tooth for acrown | 10X5=50Nos. |  |  | 60 Month |  |  | Request Quote | 10 X 5 = 50Nos. Burs containg in single box. | On Request |  |  |  |  | Muller India Pvt. Ltd | ISO/CE |  | No |  | 72
| DTC-0073 | Orthodontics | Archwires | Diamond Burs (EX Series-Special Extra Shape) | Muller India Pvt. Ltd | Dental Burs | India | Are high performance rotary instrumentcoated with tiny industrial grade diamond particlebonded to stainless steel shank |  | Grinding down enamel and shaping teeth for crowns |  | To shape a outside of a tooth for acrown | 10X5=50Nos. |  |  | 60 Month |  |  | Request Quote | 10 X 5 = 50Nos. Burs containg in single box. | On Request |  |  |  |  | Muller India Pvt. Ltd | ISO/CE |  | No |  | 73
| DTC-0074 | Orthodontics | Archwires | Diamond burs((BR Series-Ball Round Type) | Muller India Pvt. Ltd | Dental Burs | India | Are high performance rotary instrumentcoated with tiny industrial grade diamond particlebonded to stainless steel shank |  | Grinding down enamel and shaping teeth for crowns |  | To shape a outside of a tooth for acrown | 10X5=50Nos. |  |  | 60 Month |  |  | Request Quote | 10 X 5 = 50Nos. Burs containg in single box. | On Request |  |  |  |  | Muller India Pvt. Ltd | ISO/CE |  | No |  | 74
| DTC-0075 | Orthodontics | Archwires | Diamond burs(C Series-Coarse) | Muller India Pvt. Ltd | Dental Burs | India | Are high performance rotary instrumentcoated with tiny industrial grade diamond particlebonded to stainless steel shank |  | Grinding down enamel and shaping teeth for crowns |  | To shape a outside of a tooth for acrown | 10X5=50Nos. |  |  | 60 Month |  |  | Request Quote | 10 X 5 = 50Nos. Burs containg in single box. | On Request |  |  |  |  | Muller India Pvt. Ltd | ISO/CE |  | No |  | 75
| DTC-0076 | Orthodontics | Archwires | Diamond Burs ((WR Series)) | Muller India Pvt. Ltd | Dental Burs | India | Are high performance rotary instrumentcoated with tiny industrial grade diamond particlebonded to stainless steel shank |  | Grinding down enamel and shaping teeth for crowns |  | To shape a outside of a tooth for acrown | 10X5=50Nos. |  |  | 60 Month |  |  | Request Quote | 10 X 5 = 50Nos. Burs containg in single box. | On Request |  |  |  |  | Muller India Pvt. Ltd | ISO/CE |  | No |  | 76
| DTC-0077 | Orthodontics | Archwires | Diamond burs((EF Series-Extra Fine) | Muller India Pvt. Ltd | Dental Burs | India | Are high performance rotary instrumentcoated with tiny industrial grade diamond particlebonded to stainless steel shank |  | Grinding down enamel and shaping teeth for crowns |  | To shape a outside of a tooth for acrown | 10X5=50Nos. |  |  | 60 Month |  |  | Request Quote | 10 X 5 = 50Nos. Burs containg in single box. | On Request |  |  |  |  | Muller India Pvt. Ltd | ISO/CE |  | No |  | 77
| DTC-0078 | Orthodontics | Archwires | Diamond burs(SC Series-Super Coarse)) | Muller India Pvt. Ltd | Dental Burs | India | Are high performance rotary instrumentcoated with tiny industrial grade diamond particlebonded to stainless steel shank |  | Grinding down enamel and shaping teeth for crowns |  | To shape a outside of a tooth for acrown | 10X5=50Nos. |  |  | 60 Month |  |  | Request Quote | 10 X 5 = 50Nos. Burs containg in single box. | On Request |  |  |  |  | Muller India Pvt. Ltd | ISO/CE |  | No |  | 78
| DTC-0079 | Orthodontics | Archwires | Carbide Burs (Carbide Ball) | Muller India Pvt. Ltd | Dental Burs | India | Are precision rotary cutting instruments made from tungsten carbide and its more heat resistant than steel |  | Used for cutting through metal(old fillings)&tooth structure |  | To cleand out a cavity or cut through and old metal filling | 5x10=50Nos. |  |  | 60 Month |  |  | Request Quote | 5x10=50Nos. (Burs Containing in single Box.), | On Request |  |  |  |  | Muller India Pvt. Ltd | ISO/CE |  | No |  | 79
| DTC-0080 | Orthodontics | Archwires | Carbide burs((Carbide Flat/Taper) | Muller India Pvt. Ltd | Dental Burs | India | Are precision rotary cutting instruments made from tungsten carbide and its more heat resistant than steel |  | Used for cutting through metal(old fillings)&tooth structure |  | To cleand out a cavity or cut through and old metal filling | 5x10=50Nos. |  |  | 60 Month |  |  | Request Quote | 5x10=50Nos. (Burs Containing in single Box.), | On Request |  |  |  |  | Muller India Pvt. Ltd | ISO/CE |  | No |  | 80
| DTC-0081 | Orthodontics | Archwires | Carbide burs(Solid Carbide Ball) | Muller India Pvt. Ltd | Dental Burs | India | Are precision rotary cutting instruments made from tungsten carbide and its more heat resistant than steel |  | Used for cutting through metal(old fillings)&tooth structure |  | To cleand out a cavity or cut through and old metal filling | 5x10=50Nos. |  |  | 60 Month |  |  | Request Quote | 5x10=50Nos. (Burs Containing in single Box.), | On Request |  |  |  |  | Muller India Pvt. Ltd | ISO/CE |  | No |  | 81
| DTC-0082 | Orthodontics | Archwires | Carbide Burs (Metal Cutting L) | Muller India Pvt. Ltd | Dental Burs | India | Are precision rotary cutting instruments made from tungsten carbide and its more heat resistant than steel |  | Used for cutting through metal(old fillings)&tooth structure |  | To cleand out a cavity or cut through and old metal filling | 5x10=50Nos. |  |  | 60 Month |  |  | Request Quote | 5x10=50Nos. (Burs Containing in single Box.), | On Request |  |  |  |  | Muller India Pvt. Ltd | ISO/CE |  | No |  | 82
| DTC-0083 | Orthodontics | Archwires | Diamond Burs (F Series-Fine) | Muller India Pvt. Ltd | Dental Burs | India | Are high performance rotary instrumentcoated with tiny industrial grade diamond particlebonded to stainless steel shank |  | Grinding down enamel and shaping teeth for crowns |  | To shape a outside of a tooth for acrown | 10X5=50Nos. |  |  | 60 Month |  |  | Request Quote | 10 X 5 = 50Nos. Burs containg in single box. | On Request |  |  |  |  | Muller India Pvt. Ltd | ISO/CE |  | No |  | 83
| DTC-0084 | Orthodontics | Archwires | Diamond Burs (SI Series-Single Inverted) | Muller India Pvt. Ltd | Dental Burs | India | Are high performance rotary instrumentcoated with tiny industrial grade diamond particlebonded to stainless steel shank |  | Grinding down enamel and shaping teeth for crowns |  | To shape a outside of a tooth for acrown | 10X5=50Nos. |  |  | 60 Month |  |  | Request Quote | 10 X 5 = 50Nos. Burs containg in single box. | On Request |  |  |  |  | Muller India Pvt. Ltd | ISO/CE |  | No |  | 84
| DTC-0085 | Orthodontics | Archwires | Stainless Steel Wire | Sincere People Instrument | Dental Wire | Pakistan | These wires apply preise and controlled forces to gradually move teeth into proper alignment |  | Used in orthopedic and maxillofacial surgeries |  | Fixation, wiring, and tension banding | 0. 7-0. 9meter dm, 1-1. 2 dm roll |  |  | 60 Month |  |  | Request Quote | 1 pcs/packs(50 gm) | On Request |  |  |  |  | sincere people instrument | ISO/CE |  | No |  | 85
| DTC-0086 | Endodontics | Endodontic Products | Drill Bit(ss) | Sincere People Instrument | Drill Bit (S. S) | Pakistan | Shaping teeth for crowns, accessingroot canals during endodontic traetment&polishing dental restorations |  | Utilized in implant surgeries for creating holes or channels in bone tissue |  | To accommodate the implants | 1. 5mm, 2mm, 2. 5mm |  |  | 60 Month |  |  | Request Quote | 1 pcs/packs | On Request |  |  |  |  | sincere people instrument | ISO/CE |  | No |  | 86
| DTC-0087 | Orthodontics | Orthodontic Products | Stainless Steel Non Compression Miniplate, | Sincere People Instrument | Plate And Screw Cutter | Pakistan | They serve as internal splints or supports for fractured jawbones |  | Used in oral &maxilofacial surgery |  | For internal fixation of bone fixation and reconstruction | 1. 5m. 2mm. 2. 5mm |  |  | 60 Month |  |  | Request Quote | 6, 8, 25 hole straight left&right2. 5mm 4, 6 straight with bar, 6, 4hole l shaped 4 hole t shaped straight 5 hole | On Request |  |  |  |  | sincere people instrument | ISO/CE |  | No |  | 87
| DTC-0088 | Orthodontics | Orthodontic Products | Dental Screwes | Sincere People Instrument | Screwes | Pakistan | Their precise threading and material properties ensure secyre fixation and inegration with bone |  | Used in fracture fixation, reconstruction&maxilofacial surgery |  | Versatility, biocompatablity | 1. 5m. 2mm. 2. 5mm, 1. 5-2. 5 single slot mm |  |  | 60 Month |  |  | Request Quote | Single slot | On Request |  |  |  |  | sincere people instrument | ISO/CE |  | No |  | 88
| DTC-0089 | Endodontics | Sealers | RCS Silver K File | Suzhou Ramo Medical Instrument Co. Ltd | Endo File | China | Is a fine specialized instrument used in endodontic (root canal therapy) |  | Used to clean out infected pulp shape the root canal&prepare it for sealing |  | Prevent tootth loss, eliminate pain &infection | 21-31mm | [5 empty] | Request Quote | #06 Box, | On Request |  |  |  |  | suzhou ramo medical instrument co. ltd |  |  | No |  | 89
| DTC-0090 | Endodontics | Sealers | RCS Silver K File | Suzhou Ramo Medical Instrument Co. Ltd | Endo File | China | Is a fine specialized instrument used in endodontic (root canal therapy) |  | Used to clean out infected pulp shape the root canal&prepare it for sealing |  | Prevent tootth loss, eliminate pain &infection | 21-31mm | [5 empty] | Request Quote | #50 Box, | On Request |  |  |  |  | suzhou ramo medical instrument co. ltd |  |  | No |  | 90
| DTC-0091 | Endodontics | Sealers | RCS Silver K File | Suzhou Ramo Medical Instrument Co. Ltd | Endo File | China | Is a fine specialized instrument used in endodontic (root canal therapy) |  | Used to clean out infected pulp shape the root canal&prepare it for sealing |  | Prevent tootth loss, eliminate pain &infection | 21-31mm | [5 empty] | Request Quote | #25 Box, | On Request |  |  |  |  | suzhou ramo medical instrument co. ltd |  |  | No |  | 91
| DTC-0092 | Endodontics | Sealers | RCS Silver K File | Suzhou Ramo Medical Instrument Co. Ltd | Endo File | China | Is a fine specialized instrument used in endodontic (root canal therapy) |  | Used to clean out infected pulp shape the root canal&prepare it for sealing |  | Prevent tootth loss, eliminate pain &infection | 21-31mm | [5 empty] | Request Quote | #15 Box, | On Request |  |  |  |  | suzhou ramo medical instrument co. ltd |  |  | No |  | 92
| DTC-0093 | Endodontics | Sealers | RCS Silver K File | Suzhou Ramo Medical Instrument Co. Ltd | Endo File | China | Is a fine specialized instrument used in endodontic (root canal therapy) |  | Used to clean out infected pulp shape the root canal&prepare it for sealing |  | Prevent tootth loss, eliminate pain &infection | 21-31mm | [5 empty] | Request Quote | #20 Box, | On Request |  |  |  |  | suzhou ramo medical instrument co. ltd |  |  | No |  | 93
| DTC-0094 | Endodontics | Sealers | RCS U1 Trasonic File | Suzhou Ramo Medical Instrument Co. Ltd | Endo File | China | Is a fine specialized instrument used in endodontic (root canal therapy) |  | Used to clean out infected pulp shape the root canal&prepare it for sealing |  | Prevent tootth loss, eliminate pain &infection | 32. 5mm | [5 empty] | Request Quote | 40# box, | On Request |  |  |  |  | suzhou ramo medical instrument co. ltd |  |  | No |  | 94
| DTC-0095 | Endodontics | Sealers | RCS Silver K File | Suzhou Ramo Medical Instrument Co. Ltd | Endo File | China | Is a fine specialized instrument used in endodontic (root canal therapy) |  | Used to clean out infected pulp shape the root canal&prepare it for sealing |  | Prevent tootth loss, eliminate pain &infection | 21-31mm | [5 empty] | Request Quote | #30 Box, | On Request |  |  |  |  | suzhou ramo medical instrument co. ltd |  |  | No |  | 95
| DTC-0096 | Endodontics | Sealers | RCS Silver K File | Suzhou Ramo Medical Instrument Co. Ltd | Endo File | China | Is a fine specialized instrument used in endodontic (root canal therapy) |  | Used to clean out infected pulp shape the root canal&prepare it for sealing |  | Prevent tootth loss, eliminate pain &infection | 21-31mm | [5 empty] | Request Quote | #35 Box, | On Request |  |  |  |  | suzhou ramo medical instrument co. ltd |  |  | No |  | 96
| DTC-0097 | Endodontics | Sealers | RCS Silver K File | Suzhou Ramo Medical Instrument Co. Ltd | Endo File | China | Is a fine specialized instrument used in endodontic (root canal therapy) |  | Used to clean out infected pulp shape the root canal&prepare it for sealing |  | Prevent tootth loss, eliminate pain &infection | 21-31mm | [5 empty] | Request Quote | #40 Box, | On Request |  |  |  |  | suzhou ramo medical instrument co. ltd |  |  | No |  | 97
| DTC-0098 | Endodontics | Sealers | RCS Silver K File | Suzhou Ramo Medical Instrument Co. Ltd | Endo File | China | Is a fine specialized instrument used in endodontic (root canal therapy) |  | Used to clean out infected pulp shape the root canal&prepare it for sealing |  | Prevent tootth loss, eliminate pain &infection | 21-31mm | [5 empty] | Request Quote | #10 Box, | On Request |  |  |  |  | suzhou ramo medical instrument co. ltd |  |  | No |  | 98
| DTC-0099 | Endodontics | Sealers | RCS Blue Rotary File | Suzhou Ramo Medical Instrument Co. Ltd | Endo File | China | Is a fine specialized instrument used in endodontic (root canal therapy) |  | Used to clean out infected pulp shape the root canal&prepare it for sealing |  | Prevent tootth loss, eliminate pain &infection | 21-31mm | [5 empty] | Request Quote | 40/. 04 box, | On Request |  |  |  |  | suzhou ramo medical instrument co. ltd |  |  | No |  | 99
| DTC-0100 | Endodontics | Sealers | RCS Blue Rotary File | Suzhou Ramo Medical Instrument Co. Ltd | Endo File | China | Is a fine specialized instrument used in endodontic (root canal therapy) |  | Used to clean out infected pulp shape the root canal&prepare it for sealing |  | Prevent tootth loss, eliminate pain &infection | 21-31mm | [5 empty] | Request Quote | 35/. 04 box, | On Request |  |  |  |  | suzhou ramo medical instrument co. ltd |  |  | No |  | 100
| DTC-0101 | Endodontics | Sealers | RCS Silver Novel One File | Suzhou Ramo Medical Instrument Co. Ltd | Endo File | China | Is a fine specialized instrument used in endodontic (root canal therapy) |  | Used to clean out infected pulp shape the root canal&prepare it for sealing |  | Prevent tootth loss, eliminate pain &infection | 21-31mm | [5 empty] | Request Quote | 35/. 04 box, | On Request |  |  |  |  | suzhou ramo medical instrument co. ltd |  |  | No |  | 101
| DTC-0102 | Endodontics | Sealers | RCS Silver Novel One File | Suzhou Ramo Medical Instrument Co. Ltd | Endo File | China | Is a fine specialized instrument used in endodontic (root canal therapy) |  | Used to clean out infected pulp shape the root canal&prepare it for sealing |  | Prevent tootth loss, eliminate pain &infection | 21-31mm | [5 empty] | Request Quote | 25/. 04 box, | On Request |  |  |  |  | suzhou ramo medical instrument co. ltd |  |  | No |  | 102
| DTC-0103 | Endodontics | Sealers | RCS Silver Novel One File | Suzhou Ramo Medical Instrument Co. Ltd | Endo File | China | Is a fine specialized instrument used in endodontic (root canal therapy) |  | Used to clean out infected pulp shape the root canal&prepare it for sealing |  | Prevent tootth loss, eliminate pain &infection | 21-31mm | [5 empty] | Request Quote | 20/. 04 box, | On Request |  |  |  |  | suzhou ramo medical instrument co. ltd |  |  | No |  | 103
| DTC-0104 | Endodontics | Sealers | RCS Silver K File | Suzhou Ramo Medical Instrument Co. Ltd | Endo File | China | Is a fine specialized instrument used in endodontic (root canal therapy) |  | Used to clean out infected pulp shape the root canal&prepare it for sealing |  | Prevent tootth loss, eliminate pain &infection | 21-31mm | [5 empty] | Request Quote | #08 Box, | On Request |  |  |  |  | suzhou ramo medical instrument co. ltd |  |  | No |  | 104
| DTC-0105 | Endodontics | Sealers | RCS U1 Trasonic File | Suzhou Ramo Medical Instrument Co. Ltd | Endo File | China | Is a fine specialized instrument used in endodontic (root canal therapy) |  | Used to clean out infected pulp shape the root canal&prepare it for sealing |  | Prevent tootth loss, eliminate pain &infection | 32. 5mm | [5 empty] | Request Quote | 35# box, | On Request |  |  |  |  | suzhou ramo medical instrument co. ltd |  |  | No |  | 105
| DTC-0106 | Endodontics | Sealers | RCS Silver H File | Suzhou Ramo Medical Instrument Co. Ltd | Endo File | China | Is a fine specialized instrument used in endodontic (root canal therapy) |  | Used to clean out infected pulp shape the root canal&prepare it for sealing |  | Prevent tootth loss, eliminate pain &infection | 21-31mm | [5 empty] | Request Quote | #10 Box, | On Request |  |  |  |  | suzhou ramo medical instrument co. ltd |  |  | No |  | 106
| DTC-0107 | Endodontics | Sealers | RCS U1 Trasonic File | Suzhou Ramo Medical Instrument Co. Ltd | Endo File | China | Is a fine specialized instrument used in endodontic (root canal therapy) |  | Used to clean out infected pulp shape the root canal&prepare it for sealing |  | Prevent tootth loss, eliminate pain &infection | 32. 5mm | [5 empty] | Request Quote | 25# box, | On Request |  |  |  |  | suzhou ramo medical instrument co. ltd |  |  | No |  | 107
| DTC-0108 | Endodontics | Sealers | RCS Silver H File | Suzhou Ramo Medical Instrument Co. Ltd | Endo File | China | Is a fine specialized instrument used in endodontic (root canal therapy) |  | Used to clean out infected pulp shape the root canal&prepare it for sealing |  | Prevent tootth loss, eliminate pain &infection | 21-31mm | [5 empty] | Request Quote | #30 Box, | On Request |  |  |  |  | suzhou ramo medical instrument co. ltd |  |  | No |  | 108
| DTC-0109 | Endodontics | Sealers | RCS Silver H File | Suzhou Ramo Medical Instrument Co. Ltd | Endo File | China | Is a fine specialized instrument used in endodontic (root canal therapy) |  | Used to clean out infected pulp shape the root canal&prepare it for sealing |  | Prevent tootth loss, eliminate pain &infection | 21-31mm | [5 empty] | Request Quote | #35 Box, | On Request |  |  |  |  | suzhou ramo medical instrument co. ltd |  |  | No |  | 109
| DTC-0110 | Endodontics | Sealers | RCS Silver H File | Suzhou Ramo Medical Instrument Co. Ltd | Endo File | China | Is a fine specialized instrument used in endodontic (root canal therapy) |  | Used to clean out infected pulp shape the root canal&prepare it for sealing |  | Prevent tootth loss, eliminate pain &infection | 21-31mm | [5 empty] | Request Quote | #08 Box, | On Request |  |  |  |  | suzhou ramo medical instrument co. ltd |  |  | No |  | 110
| DTC-0111 | Endodontics | Sealers | RCS Silver H File | Suzhou Ramo Medical Instrument Co. Ltd | Endo File | China | Is a fine specialized instrument used in endodontic (root canal therapy) |  | Used to clean out infected pulp shape the root canal&prepare it for sealing |  | Prevent tootth loss, eliminate pain &infection | 21-31mm | [5 empty] | Request Quote | #40 Box, | On Request |  |  |  |  | suzhou ramo medical instrument co. ltd |  |  | No |  | 111
| DTC-0112 | Endodontics | Sealers | RCS Silver H File | Suzhou Ramo Medical Instrument Co. Ltd | Endo File | China | Is a fine specialized instrument used in endodontic (root canal therapy) |  | Used to clean out infected pulp shape the root canal&prepare it for sealing |  | Prevent tootth loss, eliminate pain &infection | 21-31mm | [5 empty] | Request Quote | #50 Box, | On Request |  |  |  |  | suzhou ramo medical instrument co. ltd |  |  | No |  | 112
| DTC-0113 | Endodontics | Sealers | RCS Gold C File | Suzhou Ramo Medical Instrument Co. Ltd | Endo File | China | Is a fine specialized instrument used in endodontic (root canal therapy) |  | Used to clean out infected pulp shape the root canal&prepare it for sealing |  | Prevent tootth loss, eliminate pain &infection | 21-31mm | [5 empty] | Request Quote | #06 Box, | On Request |  |  |  |  | suzhou ramo medical instrument co. ltd |  |  | No |  | 113
| DTC-0114 | Endodontics | Sealers | RCS Gold C File | Suzhou Ramo Medical Instrument Co. Ltd | Endo File | China | Is a fine specialized instrument used in endodontic (root canal therapy) |  | Used to clean out infected pulp shape the root canal&prepare it for sealing |  | Prevent tootth loss, eliminate pain &infection | 21-31mm | [5 empty] | Request Quote | #08 Box, | On Request |  |  |  |  | suzhou ramo medical instrument co. ltd |  |  | No |  | 114
| DTC-0115 | Endodontics | Sealers | RCS U1 Trasonic File | Suzhou Ramo Medical Instrument Co. Ltd | Endo File | China | Is a fine specialized instrument used in endodontic (root canal therapy) |  | Used to clean out infected pulp shape the root canal&prepare it for sealing |  | Prevent tootth loss, eliminate pain &infection | 32. 5mm | [5 empty] | Request Quote | 30# box, | On Request |  |  |  |  | suzhou ramo medical instrument co. ltd |  |  | No |  | 115
| DTC-0116 | Endodontics | Sealers | RCS Gold C File | Suzhou Ramo Medical Instrument Co. Ltd | Endo File | China | Is a fine specialized instrument used in endodontic (root canal therapy) |  | Used to clean out infected pulp shape the root canal&prepare it for sealing |  | Prevent tootth loss, eliminate pain &infection | 21-31mm | [5 empty] | Request Quote | #10 Box, | On Request |  |  |  |  | suzhou ramo medical instrument co. ltd |  |  | No |  | 116
| DTC-0117 | Endodontics | Sealers | RCS Gold C File | Suzhou Ramo Medical Instrument Co. Ltd | Endo File | China | Is a fine specialized instrument used in endodontic (root canal therapy) |  | Used to clean out infected pulp shape the root canal&prepare it for sealing |  | Prevent tootth loss, eliminate pain &infection | 21-31mm | [5 empty] | Request Quote | #15 Box, | On Request |  |  |  |  | suzhou ramo medical instrument co. ltd |  |  | No |  | 117
| DTC-0118 | Endodontics | Sealers | RCS Silver H File | Suzhou Ramo Medical Instrument Co. Ltd | Endo File | China | Is a fine specialized instrument used in endodontic (root canal therapy) |  | Used to clean out infected pulp shape the root canal&prepare it for sealing |  | Prevent tootth loss, eliminate pain &infection | 21-31mm | [5 empty] | Request Quote | #45 Box, | On Request |  |  |  |  | suzhou ramo medical instrument co. ltd |  |  | No |  | 118
| DTC-0119 | Endodontics | Sealers | RCS Blue Rotary File | Suzhou Ramo Medical Instrument Co. Ltd | Endo File | China | Is a fine specialized instrument used in endodontic (root canal therapy) |  | Used to clean out infected pulp shape the root canal&prepare it for sealing |  | Prevent tootth loss, eliminate pain &infection | 21-31mm | [5 empty] | Request Quote | 20/. 06 box, | On Request |  |  |  |  | suzhou ramo medical instrument co. ltd |  |  | No |  | 119
| DTC-0120 | Endodontics | Sealers | RCS Silver H File | Suzhou Ramo Medical Instrument Co. Ltd | Endo File | China | Is a fine specialized instrument used in endodontic (root canal therapy) |  | Used to clean out infected pulp shape the root canal&prepare it for sealing |  | Prevent tootth loss, eliminate pain &infection | 21-31mm | [5 empty] | Request Quote | #6 Box, | On Request |  |  |  |  | suzhou ramo medical instrument co. ltd |  |  | No |  | 120
| DTC-0121 | Endodontics | Sealers | RCS Silver Rotary File | Suzhou Ramo Medical Instrument Co. Ltd | Endo File | China | Is a fine specialized instrument used in endodontic (root canal therapy) |  | Used to clean out infected pulp shape the root canal&prepare it for sealing |  | Prevent tootth loss, eliminate pain &infection | 21-31mm | [5 empty] | Request Quote | 55/. 06 box, | On Request |  |  |  |  | suzhou ramo medical instrument co. ltd |  |  | No |  | 121
| DTC-0122 | Endodontics | Sealers | RCS Silver K File | Suzhou Ramo Medical Instrument Co. Ltd | Endo File | China | Is a fine specialized instrument used in endodontic (root canal therapy) |  | Used to clean out infected pulp shape the root canal&prepare it for sealing |  | Prevent tootth loss, eliminate pain &infection | 21-31mm | [5 empty] | Request Quote | #45 Box, | On Request |  |  |  |  | suzhou ramo medical instrument co. ltd |  |  | No |  | 122
| DTC-0123 | Endodontics | Sealers | RCS U1 Trasonic File | Suzhou Ramo Medical Instrument Co. Ltd | Endo File | China | Is a fine specialized instrument used in endodontic (root canal therapy) |  | Used to clean out infected pulp shape the root canal&prepare it for sealing |  | Prevent tootth loss, eliminate pain &infection | 32. 5mm | [5 empty] | Request Quote | 20# box, | On Request |  |  |  |  | suzhou ramo medical instrument co. ltd |  |  | No |  | 123
| DTC-0124 | Endodontics | Sealers | RCS Gold C File | Suzhou Ramo Medical Instrument Co. Ltd | Endo File | China | Is a fine specialized instrument used in endodontic (root canal therapy) |  | Used to clean out infected pulp shape the root canal&prepare it for sealing |  | Prevent tootth loss, eliminate pain &infection | 21-31mm | [5 empty] | Request Quote | #12 Box, | On Request |  |  |  |  | suzhou ramo medical instrument co. ltd |  |  | No |  | 124
| DTC-0125 | Endodontics | Sealers | RCS Silver Rotary File | Suzhou Ramo Medical Instrument Co. Ltd | Endo File | China | Is a fine specialized instrument used in endodontic (root canal therapy) |  | Used to clean out infected pulp shape the root canal&prepare it for sealing |  | Prevent tootth loss, eliminate pain &infection | 21-31mm | [5 empty] | Request Quote | 50/. 06 box, | On Request |  |  |  |  | suzhou ramo medical instrument co. ltd |  |  | No |  | 125
| DTC-0126 | Endodontics | Sealers | RCS Rainbow One File | Suzhou Ramo Medical Instrument Co. Ltd | Endo File | China | Is a fine specialized instrument used in endodontic (root canal therapy) |  | Used to clean out infected pulp shape the root canal&prepare it for sealing |  | Prevent tootth loss, eliminate pain &infection | 21-31mm | [5 empty] | Request Quote | 25/. 06 box, | On Request |  |  |  |  | suzhou ramo medical instrument co. ltd |  |  | No |  | 126
| DTC-0127 | Endodontics | Sealers | RCS Silver Rotary File | Suzhou Ramo Medical Instrument Co. Ltd | Endo File | China | Is a fine specialized instrument used in endodontic (root canal therapy) |  | Used to clean out infected pulp shape the root canal&prepare it for sealing |  | Prevent tootth loss, eliminate pain &infection | 21-31mm | [5 empty] | Request Quote | 40/. 06 box, | On Request |  |  |  |  | suzhou ramo medical instrument co. ltd |  |  | No |  | 127
| DTC-0128 | Endodontics | Sealers | RCS Silver Rotary File | Suzhou Ramo Medical Instrument Co. Ltd | Endo File | China | Is a fine specialized instrument used in endodontic (root canal therapy) |  | Used to clean out infected pulp shape the root canal&prepare it for sealing |  | Prevent tootth loss, eliminate pain &infection | 21-31mm | [5 empty] | Request Quote | 18/. 05 box, | On Request |  |  |  |  | suzhou ramo medical instrument co. ltd |  |  | No |  | 128
| DTC-0129 | Endodontics | Sealers | RCS Silver Rotary File | Suzhou Ramo Medical Instrument Co. Ltd | Endo File | China | Is a fine specialized instrument used in endodontic (root canal therapy) |  | Used to clean out infected pulp shape the root canal&prepare it for sealing |  | Prevent tootth loss, eliminate pain &infection | 21-31mm | [5 empty] | Request Quote | 25/. 04 box, | On Request |  |  |  |  | suzhou ramo medical instrument co. ltd |  |  | No |  | 129
| DTC-0130 | Endodontics | Sealers | RCS Silver Rotary File | Suzhou Ramo Medical Instrument Co. Ltd | Endo File | China | Is a fine specialized instrument used in endodontic (root canal therapy) |  | Used to clean out infected pulp shape the root canal&prepare it for sealing |  | Prevent tootth loss, eliminate pain &infection | 21-31mm | [5 empty] | Request Quote | 30/. 04 box, | On Request |  |  |  |  | suzhou ramo medical instrument co. ltd |  |  | No |  | 130
| DTC-0131 | Endodontics | Sealers | RCS Silver Rotary File | Suzhou Ramo Medical Instrument Co. Ltd | Endo File | China | Is a fine specialized instrument used in endodontic (root canal therapy) |  | Used to clean out infected pulp shape the root canal&prepare it for sealing |  | Prevent tootth loss, eliminate pain &infection | 21-31mm | [5 empty] | Request Quote | 10/. 04 box, | On Request |  |  |  |  | suzhou ramo medical instrument co. ltd |  |  | No |  | 131
| DTC-0132 | Endodontics | Sealers | RCS Blue Rotary File | Suzhou Ramo Medical Instrument Co. Ltd | Endo File | China | Is a fine specialized instrument used in endodontic (root canal therapy) |  | Used to clean out infected pulp shape the root canal&prepare it for sealing |  | Prevent tootth loss, eliminate pain &infection | 21-31mm | [5 empty] | Request Quote | 30/. 04 box, | On Request |  |  |  |  | suzhou ramo medical instrument co. ltd |  |  | No |  | 132
| DTC-0133 | Endodontics | Sealers | RCS Silver Novel One File | Suzhou Ramo Medical Instrument Co. Ltd | Endo File | China | Is a fine specialized instrument used in endodontic (root canal therapy) |  | Used to clean out infected pulp shape the root canal&prepare it for sealing |  | Prevent tootth loss, eliminate pain &infection | 21-31mm | [5 empty] | Request Quote | 40/. 04 box, | On Request |  |  |  |  | suzhou ramo medical instrument co. ltd |  |  | No |  | 133
| DTC-0134 | Endodontics | Sealers | RCS Silver Novel One File | Suzhou Ramo Medical Instrument Co. Ltd | Endo File | China | Is a fine specialized instrument used in endodontic (root canal therapy) |  | Used to clean out infected pulp shape the root canal&prepare it for sealing |  | Prevent tootth loss, eliminate pain &infection | 21-31mm | [5 empty] | Request Quote | 20/. 06 box, | On Request |  |  |  |  | suzhou ramo medical instrument co. ltd |  |  | No |  | 134
| DTC-0135 | Endodontics | Sealers | RCS Gold LT Rotary File | Suzhou Ramo Medical Instrument Co. Ltd | Endo File | China | Is a fine specialized instrument used in endodontic (root canal therapy) |  | Used to clean out infected pulp shape the root canal&prepare it for sealing |  | Prevent tootth loss, eliminate pain &infection | 25mm | [5 empty] | Request Quote | S2 box, | On Request |  |  |  |  | suzhou ramo medical instrument co. ltd |  |  | No |  | 135
| DTC-0136 | Endodontics | Sealers | RCS Gold LT Rotary File | Suzhou Ramo Medical Instrument Co. Ltd | Endo File | China | Is a fine specialized instrument used in endodontic (root canal therapy) |  | Used to clean out infected pulp shape the root canal&prepare it for sealing |  | Prevent tootth loss, eliminate pain &infection | 31mm | [5 empty] | Request Quote | S2 box, | On Request |  |  |  |  | suzhou ramo medical instrument co. ltd |  |  | No |  | 136
| DTC-0137 | Endodontics | Sealers | RCS Gold LT Rotary File | Suzhou Ramo Medical Instrument Co. Ltd | Endo File | China | Is a fine specialized instrument used in endodontic (root canal therapy) |  | Used to clean out infected pulp shape the root canal&prepare it for sealing |  | Prevent tootth loss, eliminate pain &infection | 21mm | [5 empty] | Request Quote | F1 box, | On Request |  |  |  |  | suzhou ramo medical instrument co. ltd |  |  | No |  | 137
| DTC-0138 | Endodontics | Sealers | RCS Gold LT Rotary File | Suzhou Ramo Medical Instrument Co. Ltd | Endo File | China | Is a fine specialized instrument used in endodontic (root canal therapy) |  | Used to clean out infected pulp shape the root canal&prepare it for sealing |  | Prevent tootth loss, eliminate pain &infection | 25mm | [5 empty] | Request Quote | F1 box, | On Request |  |  |  |  | suzhou ramo medical instrument co. ltd |  |  | No |  | 138
| DTC-0139 | Endodontics | Sealers | RCS Gold LT Rotary File | Suzhou Ramo Medical Instrument Co. Ltd | Endo File | China | Is a fine specialized instrument used in endodontic (root canal therapy) |  | Used to clean out infected pulp shape the root canal&prepare it for sealing |  | Prevent tootth loss, eliminate pain &infection | 31mm | [5 empty] | Request Quote | F1 box, | On Request |  |  |  |  | suzhou ramo medical instrument co. ltd |  |  | No |  | 139
| DTC-0140 | Endodontics | Sealers | RCS Gold LT Rotary File | Suzhou Ramo Medical Instrument Co. Ltd | Endo File | China | Is a fine specialized instrument used in endodontic (root canal therapy) |  | Used to clean out infected pulp shape the root canal&prepare it for sealing |  | Prevent tootth loss, eliminate pain &infection | 21mm | [5 empty] | Request Quote | F2 box, | On Request |  |  |  |  | suzhou ramo medical instrument co. ltd |  |  | No |  | 140
| DTC-0141 | Endodontics | Sealers | RCS Gold LT Rotary File | Suzhou Ramo Medical Instrument Co. Ltd | Endo File | China | Is a fine specialized instrument used in endodontic (root canal therapy) |  | Used to clean out infected pulp shape the root canal&prepare it for sealing |  | Prevent tootth loss, eliminate pain &infection | 21mm | [5 empty] | Request Quote | S2 box, | On Request |  |  |  |  | suzhou ramo medical instrument co. ltd |  |  | No |  | 141
| DTC-0142 | Endodontics | Sealers | RCS Gold LT Rotary File | Suzhou Ramo Medical Instrument Co. Ltd | Endo File | China | Is a fine specialized instrument used in endodontic (root canal therapy) |  | Used to clean out infected pulp shape the root canal&prepare it for sealing |  | Prevent tootth loss, eliminate pain &infection | 25mm | [5 empty] | Request Quote | F2 box, | On Request |  |  |  |  | suzhou ramo medical instrument co. ltd |  |  | No |  | 142
| DTC-0143 | Endodontics | Sealers | RCS Silver Rotary File | Suzhou Ramo Medical Instrument Co. Ltd | Endo File | China | Is a fine specialized instrument used in endodontic (root canal therapy) |  | Used to clean out infected pulp shape the root canal&prepare it for sealing |  | Prevent tootth loss, eliminate pain &infection | 21-31mm | [5 empty] | Request Quote | 17/. 04 box, | On Request |  |  |  |  | suzhou ramo medical instrument co. ltd |  |  | No |  | 143
| DTC-0144 | Endodontics | Sealers | RCS Silver Rotary File | Suzhou Ramo Medical Instrument Co. Ltd | Endo File | China | Is a fine specialized instrument used in endodontic (root canal therapy) |  | Used to clean out infected pulp shape the root canal&prepare it for sealing |  | Prevent tootth loss, eliminate pain &infection | 21-31mm | [5 empty] | Request Quote | 15/. 04 box, | On Request |  |  |  |  | suzhou ramo medical instrument co. ltd |  |  | No |  | 144
| DTC-0145 | Endodontics | Sealers | RCS Rainbow One File | Suzhou Ramo Medical Instrument Co. Ltd | Endo File | China | Is a fine specialized instrument used in endodontic (root canal therapy) |  | Used to clean out infected pulp shape the root canal&prepare it for sealing |  | Prevent tootth loss, eliminate pain &infection | 21-31mm | [5 empty] | Request Quote | 40/. 06 box, | On Request |  |  |  |  | suzhou ramo medical instrument co. ltd |  |  | No |  | 145
| DTC-0146 | Endodontics | Sealers | RCS Silver Novel One File | Suzhou Ramo Medical Instrument Co. Ltd | Endo File | China | Is a fine specialized instrument used in endodontic (root canal therapy) |  | Used to clean out infected pulp shape the root canal&prepare it for sealing |  | Prevent tootth loss, eliminate pain &infection | 21-31mm | [5 empty] | Request Quote | 30/. 04 box, | On Request |  |  |  |  | suzhou ramo medical instrument co. ltd |  |  | No |  | 146
| DTC-0147 | Endodontics | Sealers | RCS Silver Rotary File | Suzhou Ramo Medical Instrument Co. Ltd | Endo File | China | Is a fine specialized instrument used in endodontic (root canal therapy) |  | Used to clean out infected pulp shape the root canal&prepare it for sealing |  | Prevent tootth loss, eliminate pain &infection | 21-31mm | [5 empty] | Request Quote | 35/. 06 box, | On Request |  |  |  |  | suzhou ramo medical instrument co. ltd |  |  | No |  | 147
| DTC-0148 | Endodontics | Sealers | RCS Silver Rotary File | Suzhou Ramo Medical Instrument Co. Ltd | Endo File | China | Is a fine specialized instrument used in endodontic (root canal therapy) |  | Used to clean out infected pulp shape the root canal&prepare it for sealing |  | Prevent tootth loss, eliminate pain &infection | 21-31mm | [5 empty] | Request Quote | 30/. 06 box, | On Request |  |  |  |  | suzhou ramo medical instrument co. ltd |  |  | No |  | 148
| DTC-0149 | Endodontics | Sealers | RCS Silver Rotary File | Suzhou Ramo Medical Instrument Co. Ltd | Endo File | China | Is a fine specialized instrument used in endodontic (root canal therapy) |  | Used to clean out infected pulp shape the root canal&prepare it for sealing |  | Prevent tootth loss, eliminate pain &infection | 21-31mm | [5 empty] | Request Quote | 25/. 06 box, | On Request |  |  |  |  | suzhou ramo medical instrument co. ltd |  |  | No |  | 149
| DTC-0150 | Endodontics | Sealers | RCS Silver Rotary File | Suzhou Ramo Medical Instrument Co. Ltd | Endo File | China | Is a fine specialized instrument used in endodontic (root canal therapy) |  | Used to clean out infected pulp shape the root canal&prepare it for sealing |  | Prevent tootth loss, eliminate pain &infection | 21-31mm | [5 empty] | Request Quote | 20/. 06 box, | On Request |  |  |  |  | suzhou ramo medical instrument co. ltd |  |  | No |  | 150
| DTC-0151 | Endodontics | Sealers | RCS Silver Rotary File | Suzhou Ramo Medical Instrument Co. Ltd | Endo File | China | Is a fine specialized instrument used in endodontic (root canal therapy) |  | Used to clean out infected pulp shape the root canal&prepare it for sealing |  | Prevent tootth loss, eliminate pain &infection | 21-31mm | [5 empty] | Request Quote | 15/. 06 box, | On Request |  |  |  |  | suzhou ramo medical instrument co. ltd |  |  | No |  | 151
| DTC-0152 | Endodontics | Sealers | RCS Silver Rotary File | Suzhou Ramo Medical Instrument Co. Ltd | Endo File | China | Is a fine specialized instrument used in endodontic (root canal therapy) |  | Used to clean out infected pulp shape the root canal&prepare it for sealing |  | Prevent tootth loss, eliminate pain &infection | 21-31mm | [5 empty] | Request Quote | 10/. 06 box, | On Request |  |  |  |  | suzhou ramo medical instrument co. ltd |  |  | No |  | 152
| DTC-0153 | Endodontics | Sealers | RCS Silver Rotary File | Suzhou Ramo Medical Instrument Co. Ltd | Endo File | China | Is a fine specialized instrument used in endodontic (root canal therapy) |  | Used to clean out infected pulp shape the root canal&prepare it for sealing |  | Prevent tootth loss, eliminate pain &infection | 21-31mm | [5 empty] | Request Quote | 50/. 04 box, | On Request |  |  |  |  | suzhou ramo medical instrument co. ltd |  |  | No |  | 153
| DTC-0154 | Endodontics | Sealers | RCS Silver Rotary File | Suzhou Ramo Medical Instrument Co. Ltd | Endo File | China | Is a fine specialized instrument used in endodontic (root canal therapy) |  | Used to clean out infected pulp shape the root canal&prepare it for sealing |  | Prevent tootth loss, eliminate pain &infection | 21-31mm | [5 empty] | Request Quote | 45/. 06 box, | On Request |  |  |  |  | suzhou ramo medical instrument co. ltd |  |  | No |  | 154
| DTC-0155 | Endodontics | Sealers | RCS Silver Rotary File | Suzhou Ramo Medical Instrument Co. Ltd | Endo File | China | Is a fine specialized instrument used in endodontic (root canal therapy) |  | Used to clean out infected pulp shape the root canal&prepare it for sealing |  | Prevent tootth loss, eliminate pain &infection | 21-31mm | [5 empty] | Request Quote | 45/. 04 box, | On Request |  |  |  |  | suzhou ramo medical instrument co. ltd |  |  | No |  | 155
| DTC-0156 | Endodontics | Sealers | RCS Silver Rotary File | Suzhou Ramo Medical Instrument Co. Ltd | Endo File | China | Is a fine specialized instrument used in endodontic (root canal therapy) |  | Used to clean out infected pulp shape the root canal&prepare it for sealing |  | Prevent tootth loss, eliminate pain &infection | 21-31mm | [5 empty] | Request Quote | 35/. 04 box, | On Request |  |  |  |  | suzhou ramo medical instrument co. ltd |  |  | No |  | 156
| DTC-0157 | Endodontics | Sealers | RCS Rainbow One File | Suzhou Ramo Medical Instrument Co. Ltd | Endo File | China | Is a fine specialized instrument used in endodontic (root canal therapy) |  | Used to clean out infected pulp shape the root canal&prepare it for sealing |  | Prevent tootth loss, eliminate pain &infection | 21-31mm | [5 empty] | Request Quote | 35/. 04 box, | On Request |  |  |  |  | suzhou ramo medical instrument co. ltd |  |  | No |  | 157
| DTC-0158 | Endodontics | Sealers | RCS Rainbow One File | Suzhou Ramo Medical Instrument Co. Ltd | Endo File | China | Is a fine specialized instrument used in endodontic (root canal therapy) |  | Used to clean out infected pulp shape the root canal&prepare it for sealing |  | Prevent tootth loss, eliminate pain &infection | 21-31mm | [5 empty] | Request Quote | 40/. 04 box, | On Request |  |  |  |  | suzhou ramo medical instrument co. ltd |  |  | No |  | 158
| DTC-0159 | Endodontics | Sealers | RCS Rainbow One File | Suzhou Ramo Medical Instrument Co. Ltd | Endo File | China | Is a fine specialized instrument used in endodontic (root canal therapy) |  | Used to clean out infected pulp shape the root canal&prepare it for sealing |  | Prevent tootth loss, eliminate pain &infection | 21-31mm | [5 empty] | Request Quote | 20/. 06 box, | On Request |  |  |  |  | suzhou ramo medical instrument co. ltd |  |  | No |  | 159
| DTC-0160 | Endodontics | Sealers | RCS Silver H File | Suzhou Ramo Medical Instrument Co. Ltd | Endo File | China | Is a fine specialized instrument used in endodontic (root canal therapy) |  | Used to clean out infected pulp shape the root canal&prepare it for sealing |  | Prevent tootth loss, eliminate pain &infection | 21-31mm | [5 empty] | Request Quote | #25 Box, | On Request |  |  |  |  | suzhou ramo medical instrument co. ltd |  |  | No |  | 160
| DTC-0161 | Endodontics | Sealers | RCS Rainbow One File | Suzhou Ramo Medical Instrument Co. Ltd | Endo File | China | Is a fine specialized instrument used in endodontic (root canal therapy) |  | Used to clean out infected pulp shape the root canal&prepare it for sealing |  | Prevent tootth loss, eliminate pain &infection | 21-31mm | [5 empty] | Request Quote | 30/. 06 box, | On Request |  |  |  |  | suzhou ramo medical instrument co. ltd |  |  | No |  | 161
| DTC-0162 | Endodontics | Sealers | RCS Rainbow One File | Suzhou Ramo Medical Instrument Co. Ltd | Endo File | China | Is a fine specialized instrument used in endodontic (root canal therapy) |  | Used to clean out infected pulp shape the root canal&prepare it for sealing |  | Prevent tootth loss, eliminate pain &infection | 21-31mm | [5 empty] | Request Quote | 35/. 06 box, | On Request |  |  |  |  | suzhou ramo medical instrument co. ltd |  |  | No |  | 162
| DTC-0163 | Endodontics | Sealers | RCS Silver Rotary File | Suzhou Ramo Medical Instrument Co. Ltd | Endo File | China | Is a fine specialized instrument used in endodontic (root canal therapy) |  | Used to clean out infected pulp shape the root canal&prepare it for sealing |  | Prevent tootth loss, eliminate pain &infection | 21-31mm | [5 empty] | Request Quote | 40/. 04 box, | On Request |  |  |  |  | suzhou ramo medical instrument co. ltd |  |  | No |  | 163
| DTC-0164 | Endodontics | Sealers | RCS Silver H File | Suzhou Ramo Medical Instrument Co. Ltd | Endo File | China | Is a fine specialized instrument used in endodontic (root canal therapy) |  | Used to clean out infected pulp shape the root canal&prepare it for sealing |  | Prevent tootth loss, eliminate pain &infection | 21-31mm | [5 empty] | Request Quote | #20 Box, | On Request |  |  |  |  | suzhou ramo medical instrument co. ltd |  |  | No |  | 164
| DTC-0165 | Endodontics | Sealers | RCS Blue T Reciprocating File | Suzhou Ramo Medical Instrument Co. Ltd | Endo File | China | Is a fine specialized instrument used in endodontic (root canal therapy) |  | Used to clean out infected pulp shape the root canal&prepare it for sealing |  | Prevent tootth loss, eliminate pain &infection | 21-31mm | [5 empty] | Request Quote | 20/. 04 box, | On Request |  |  |  |  | suzhou ramo medical instrument co. ltd |  |  | No |  | 165
| DTC-0166 | Endodontics | Sealers | RCS Gold LT Rotary File | Suzhou Ramo Medical Instrument Co. Ltd | Endo File | China | Is a fine specialized instrument used in endodontic (root canal therapy) |  | Used to clean out infected pulp shape the root canal&prepare it for sealing |  | Prevent tootth loss, eliminate pain &infection | 31mm | [5 empty] | Request Quote | F3 box, | On Request |  |  |  |  | suzhou ramo medical instrument co. ltd |  |  | No |  | 166
| DTC-0167 | Endodontics | Sealers | RCS Silver Deciduous Rotary File | Suzhou Ramo Medical Instrument Co. Ltd | Endo File | China | Is a fine specialized instrument used in endodontic (root canal therapy) |  | Used to clean out infected pulp shape the root canal&prepare it for sealing |  | Prevent tootth loss, eliminate pain &infection | 16mm | [5 empty] | Request Quote | 35/. 06 box, | On Request |  |  |  |  | suzhou ramo medical instrument co. ltd |  |  | No |  | 167
| DTC-0168 | Endodontics | Sealers | RCS Silver Orifice Opener File | Suzhou Ramo Medical Instrument Co. Ltd | Endo File | China | Is a fine specialized instrument used in endodontic (root canal therapy) |  | Used to clean out infected pulp shape the root canal&prepare it for sealing |  | Prevent tootth loss, eliminate pain &infection | 19mm | [5 empty] | Request Quote | 17/. 08 box, | On Request |  |  |  |  | suzhou ramo medical instrument co. ltd |  |  | No |  | 168
| DTC-0169 | Endodontics | Sealers | RCS Rainbow One File | Suzhou Ramo Medical Instrument Co. Ltd | Endo File | China | Is a fine specialized instrument used in endodontic (root canal therapy) |  | Used to clean out infected pulp shape the root canal&prepare it for sealing |  | Prevent tootth loss, eliminate pain &infection | 21-31mm | [5 empty] | Request Quote | 20/. 04 box, | On Request |  |  |  |  | suzhou ramo medical instrument co. ltd |  |  | No |  | 169
| DTC-0170 | Endodontics | Sealers | RCS Silver H File | Suzhou Ramo Medical Instrument Co. Ltd | Endo File | China | Is a fine specialized instrument used in endodontic (root canal therapy) |  | Used to clean out infected pulp shape the root canal&prepare it for sealing |  | Prevent tootth loss, eliminate pain &infection | 21-31mm | [5 empty] | Request Quote | #15 Box, | On Request |  |  |  |  | suzhou ramo medical instrument co. ltd |  |  | No |  | 170
| DTC-0171 | Endodontics | Sealers | RCS Blue Rotary File | Suzhou Ramo Medical Instrument Co. Ltd | Endo File | China | Is a fine specialized instrument used in endodontic (root canal therapy) |  | Used to clean out infected pulp shape the root canal&prepare it for sealing |  | Prevent tootth loss, eliminate pain &infection | 21-31mm | [5 empty] | Request Quote | 18/. 05 box, | On Request |  |  |  |  | suzhou ramo medical instrument co. ltd |  |  | No |  | 171
| DTC-0172 | Endodontics | Sealers | RCS Blue Rotary File | Suzhou Ramo Medical Instrument Co. Ltd | Endo File | China | Is a fine specialized instrument used in endodontic (root canal therapy) |  | Used to clean out infected pulp shape the root canal&prepare it for sealing |  | Prevent tootth loss, eliminate pain &infection | 21-31mm | [5 empty] | Request Quote | 20/. 04 box, | On Request |  |  |  |  | suzhou ramo medical instrument co. ltd |  |  | No |  | 172
| DTC-0173 | Endodontics | Sealers | RCS Blue Rotary File | Suzhou Ramo Medical Instrument Co. Ltd | Endo File | China | Is a fine specialized instrument used in endodontic (root canal therapy) |  | Used to clean out infected pulp shape the root canal&prepare it for sealing |  | Prevent tootth loss, eliminate pain &infection | 21-31mm | [5 empty] | Request Quote | 25/. 04 box, | On Request |  |  |  |  | suzhou ramo medical instrument co. ltd |  |  | No |  | 173
| DTC-0174 | Endodontics | Sealers | RCS Gold LT Rotary File | Suzhou Ramo Medical Instrument Co. Ltd | Endo File | China | Is a fine specialized instrument used in endodontic (root canal therapy) |  | Used to clean out infected pulp shape the root canal&prepare it for sealing |  | Prevent tootth loss, eliminate pain &infection | 31mm | [5 empty] | Request Quote | F2 box, | On Request |  |  |  |  | suzhou ramo medical instrument co. ltd |  |  | No |  | 174
| DTC-0175 | Endodontics | Sealers | RCS Rainbow One File | Suzhou Ramo Medical Instrument Co. Ltd | Endo File | China | Is a fine specialized instrument used in endodontic (root canal therapy) |  | Used to clean out infected pulp shape the root canal&prepare it for sealing |  | Prevent tootth loss, eliminate pain &infection | 21-31mm | [5 empty] | Request Quote | 30/. 04 box, | On Request |  |  |  |  | suzhou ramo medical instrument co. ltd |  |  | No |  | 175
| DTC-0176 | Endodontics | Sealers | RCS Gold LT Rotary File | Suzhou Ramo Medical Instrument Co. Ltd | Endo File | China | Is a fine specialized instrument used in endodontic (root canal therapy) |  | Used to clean out infected pulp shape the root canal&prepare it for sealing |  | Prevent tootth loss, eliminate pain &infection | 31mm | [5 empty] | Request Quote | S1 box, | On Request |  |  |  |  | suzhou ramo medical instrument co. ltd |  |  | No |  | 176
| DTC-0177 | Endodontics | Sealers | RCS Gold LT Rotary File | Suzhou Ramo Medical Instrument Co. Ltd | Endo File | China | Is a fine specialized instrument used in endodontic (root canal therapy) |  | Used to clean out infected pulp shape the root canal&prepare it for sealing |  | Prevent tootth loss, eliminate pain &infection | 21mm | [5 empty] | Request Quote | S1 box, | On Request |  |  |  |  | suzhou ramo medical instrument co. ltd |  |  | No |  | 177
| DTC-0178 | Endodontics | Sealers | RCS Silver Novel One File | Suzhou Ramo Medical Instrument Co. Ltd | Endo File | China | Is a fine specialized instrument used in endodontic (root canal therapy) |  | Used to clean out infected pulp shape the root canal&prepare it for sealing |  | Prevent tootth loss, eliminate pain &infection | 21-31mm | [5 empty] | Request Quote | 25/. 06 box, | On Request |  |  |  |  | suzhou ramo medical instrument co. ltd |  |  | No |  | 178
| DTC-0179 | Endodontics | Sealers | RCS Silver Novel One File | Suzhou Ramo Medical Instrument Co. Ltd | Endo File | China | Is a fine specialized instrument used in endodontic (root canal therapy) |  | Used to clean out infected pulp shape the root canal&prepare it for sealing |  | Prevent tootth loss, eliminate pain &infection | 21-31mm | [5 empty] | Request Quote | 30/. 06 box, | On Request |  |  |  |  | suzhou ramo medical instrument co. ltd |  |  | No |  | 179
| DTC-0180 | Endodontics | Sealers | RCS Silver Novel One File | Suzhou Ramo Medical Instrument Co. Ltd | Endo File | China | Is a fine specialized instrument used in endodontic (root canal therapy) |  | Used to clean out infected pulp shape the root canal&prepare it for sealing |  | Prevent tootth loss, eliminate pain &infection | 21-31mm | [5 empty] | Request Quote | 35/. 06 box, | On Request |  |  |  |  | suzhou ramo medical instrument co. ltd |  |  | No |  | 180
| DTC-0181 | Endodontics | Sealers | RCS Silver Novel One File | Suzhou Ramo Medical Instrument Co. Ltd | Endo File | China | Is a fine specialized instrument used in endodontic (root canal therapy) |  | Used to clean out infected pulp shape the root canal&prepare it for sealing |  | Prevent tootth loss, eliminate pain &infection | 21-31mm | [5 empty] | Request Quote | 40/. 06 box, | On Request |  |  |  |  | suzhou ramo medical instrument co. ltd |  |  | No |  | 181
| DTC-0182 | Endodontics | Sealers | RCS Gold Rotary File | Suzhou Ramo Medical Instrument Co. Ltd | Endo File | China | Is a fine specialized instrument used in endodontic (root canal therapy) |  | Used to clean out infected pulp shape the root canal&prepare it for sealing |  | Prevent tootth loss, eliminate pain &infection | 21-31mm | [5 empty] | Request Quote | 18/. 05 box, | On Request |  |  |  |  | suzhou ramo medical instrument co. ltd |  |  | No |  | 182
| DTC-0183 | Endodontics | Sealers | RCS Gold Rotary File | Suzhou Ramo Medical Instrument Co. Ltd | Endo File | China | Is a fine specialized instrument used in endodontic (root canal therapy) |  | Used to clean out infected pulp shape the root canal&prepare it for sealing |  | Prevent tootth loss, eliminate pain &infection | 21-31mm | [5 empty] | Request Quote | 20/. 04 box, | On Request |  |  |  |  | suzhou ramo medical instrument co. ltd |  |  | No |  | 183
| DTC-0184 | Endodontics | Sealers | RCS Gold LT Rotary File | Suzhou Ramo Medical Instrument Co. Ltd | Endo File | China | Is a fine specialized instrument used in endodontic (root canal therapy) |  | Used to clean out infected pulp shape the root canal&prepare it for sealing |  | Prevent tootth loss, eliminate pain &infection | 25mm | [5 empty] | Request Quote | S1 box, | On Request |  |  |  |  | suzhou ramo medical instrument co. ltd |  |  | No |  | 184
| DTC-0185 | Endodontics | Sealers | RCS Gold Rotary File | Suzhou Ramo Medical Instrument Co. Ltd | Endo File | China | Is a fine specialized instrument used in endodontic (root canal therapy) |  | Used to clean out infected pulp shape the root canal&prepare it for sealing |  | Prevent tootth loss, eliminate pain &infection | 21-31mm | [5 empty] | Request Quote | 25/. 04 box, | On Request |  |  |  |  | suzhou ramo medical instrument co. ltd |  |  | No |  | 185
| DTC-0186 | Endodontics | Sealers | RCS Gold Rotary File | Suzhou Ramo Medical Instrument Co. Ltd | Endo File | China | Is a fine specialized instrument used in endodontic (root canal therapy) |  | Used to clean out infected pulp shape the root canal&prepare it for sealing |  | Prevent tootth loss, eliminate pain &infection | 21-31mm | [5 empty] | Request Quote | 35/. 04 box, | On Request |  |  |  |  | suzhou ramo medical instrument co. ltd |  |  | No |  | 186
| DTC-0187 | Endodontics | Sealers | RCS Gold Rotary File | Suzhou Ramo Medical Instrument Co. Ltd | Endo File | China | Is a fine specialized instrument used in endodontic (root canal therapy) |  | Used to clean out infected pulp shape the root canal&prepare it for sealing |  | Prevent tootth loss, eliminate pain &infection | 21-31mm | [5 empty] | Request Quote | 20/. 06 box, | On Request |  |  |  |  | suzhou ramo medical instrument co. ltd |  |  | No |  | 187
| DTC-0188 | Endodontics | Sealers | RCS Gold Rotary File | Suzhou Ramo Medical Instrument Co. Ltd | Endo File | China | Is a fine specialized instrument used in endodontic (root canal therapy) |  | Used to clean out infected pulp shape the root canal&prepare it for sealing |  | Prevent tootth loss, eliminate pain &infection | 21-31mm | [5 empty] | Request Quote | 25/. 06 box, | On Request |  |  |  |  | suzhou ramo medical instrument co. ltd |  |  | No |  | 188
| DTC-0189 | Endodontics | Sealers | RCS Gold Rotary File | Suzhou Ramo Medical Instrument Co. Ltd | Endo File | China | Is a fine specialized instrument used in endodontic (root canal therapy) |  | Used to clean out infected pulp shape the root canal&prepare it for sealing |  | Prevent tootth loss, eliminate pain &infection | 21-31mm | [5 empty] | Request Quote | 30/. 06 box, | On Request |  |  |  |  | suzhou ramo medical instrument co. ltd |  |  | No |  | 189
| DTC-0190 | Endodontics | Sealers | RCS Gold Rotary File | Suzhou Ramo Medical Instrument Co. Ltd | Endo File | China | Is a fine specialized instrument used in endodontic (root canal therapy) |  | Used to clean out infected pulp shape the root canal&prepare it for sealing |  | Prevent tootth loss, eliminate pain &infection | 21-31mm | [5 empty] | Request Quote | 35/. 06 box, | On Request |  |  |  |  | suzhou ramo medical instrument co. ltd |  |  | No |  | 190
| DTC-0191 | Endodontics | Sealers | RCS Gold LT Rotary File | Suzhou Ramo Medical Instrument Co. Ltd | Endo File | China | Is a fine specialized instrument used in endodontic (root canal therapy) |  | Used to clean out infected pulp shape the root canal&prepare it for sealing |  | Prevent tootth loss, eliminate pain &infection | 19mm | [5 empty] | Request Quote | Sx box, | On Request |  |  |  |  | suzhou ramo medical instrument co. ltd |  |  | No |  | 191
| DTC-0192 | Endodontics | Sealers | RCS Gold Rotary File | Suzhou Ramo Medical Instrument Co. Ltd | Endo File | China | Is a fine specialized instrument used in endodontic (root canal therapy) |  | Used to clean out infected pulp shape the root canal&prepare it for sealing |  | Prevent tootth loss, eliminate pain &infection | 21-31mm | [5 empty] | Request Quote | 30/. 04 box, | On Request |  |  |  |  | suzhou ramo medical instrument co. ltd |  |  | No |  | 192
| DTC-0193 | Endodontics | Sealers | RCS Rainbow One File | Suzhou Ramo Medical Instrument Co. Ltd | Endo File | China | Is a fine specialized instrument used in endodontic (root canal therapy) |  | Used to clean out infected pulp shape the root canal&prepare it for sealing |  | Prevent tootth loss, eliminate pain &infection | 21-31mm | [5 empty] | Request Quote | 25/. 04 box, | On Request |  |  |  |  | suzhou ramo medical instrument co. ltd |  |  | No |  | 193
| DTC-0194 | Endodontics | Sealers | RCS Silver Rotary File | Suzhou Ramo Medical Instrument Co. Ltd | Endo File | China | Is a fine specialized instrument used in endodontic (root canal therapy) |  | Used to clean out infected pulp shape the root canal&prepare it for sealing |  | Prevent tootth loss, eliminate pain &infection | 21-31mm | [5 empty] | Request Quote | 55/. 04 box, | On Request |  |  |  |  | suzhou ramo medical instrument co. ltd |  |  | No |  | 194
| DTC-0195 | Endodontics | Sealers | RCS Silver Rotary File | Suzhou Ramo Medical Instrument Co. Ltd | Endo File | China | Is a fine specialized instrument used in endodontic (root canal therapy) |  | Used to clean out infected pulp shape the root canal&prepare it for sealing |  | Prevent tootth loss, eliminate pain &infection | 21-31mm | [5 empty] | Request Quote | 20/. 04 box, | On Request |  |  |  |  | suzhou ramo medical instrument co. ltd |  |  | No |  | 195
| DTC-0196 | Endodontics | Sealers | RCS Silver Deciduous Rotary File | Suzhou Ramo Medical Instrument Co. Ltd | Endo File | China | Is a fine specialized instrument used in endodontic (root canal therapy) |  | Used to clean out infected pulp shape the root canal&prepare it for sealing |  | Prevent tootth loss, eliminate pain &infection | 16mm | [5 empty] | Request Quote | 30/. 06 box, | On Request |  |  |  |  | suzhou ramo medical instrument co. ltd |  |  | No |  | 196
| DTC-0197 | Endodontics | Sealers | RCS Silver Deciduous Rotary File | Suzhou Ramo Medical Instrument Co. Ltd | Endo File | China | Is a fine specialized instrument used in endodontic (root canal therapy) |  | Used to clean out infected pulp shape the root canal&prepare it for sealing |  | Prevent tootth loss, eliminate pain &infection | 16mm | [5 empty] | Request Quote | 25/. 06 box, | On Request |  |  |  |  | suzhou ramo medical instrument co. ltd |  |  | No |  | 197
| DTC-0198 | Endodontics | Sealers | RCS Gold LT Rotary File | Suzhou Ramo Medical Instrument Co. Ltd | Endo File | China | Is a fine specialized instrument used in endodontic (root canal therapy) |  | Used to clean out infected pulp shape the root canal&prepare it for sealing |  | Prevent tootth loss, eliminate pain &infection | 25mm | [5 empty] | Request Quote | F3 box, | On Request |  |  |  |  | suzhou ramo medical instrument co. ltd |  |  | No |  | 198
| DTC-0199 | Endodontics | Sealers | RCS Silver Deciduous Rotary File | Suzhou Ramo Medical Instrument Co. Ltd | Endo File | China | Is a fine specialized instrument used in endodontic (root canal therapy) |  | Used to clean out infected pulp shape the root canal&prepare it for sealing |  | Prevent tootth loss, eliminate pain &infection | 16mm | [5 empty] | Request Quote | 30/. 04 box, | On Request |  |  |  |  | suzhou ramo medical instrument co. ltd |  |  | No |  | 199
| DTC-0200 | Endodontics | Sealers | RCS U1 Trasonic File | Suzhou Ramo Medical Instrument Co. Ltd | Endo File | China | Is a fine specialized instrument used in endodontic (root canal therapy) |  | Used to clean out infected pulp shape the root canal&prepare it for sealing |  | Prevent tootth loss, eliminate pain &infection | 32. 5mm | [5 empty] | Request Quote | 15# box, | On Request |  |  |  |  | suzhou ramo medical instrument co. ltd |  |  | No |  | 200
| DTC-0201 | Endodontics | Sealers | RCS Silver Orifice Opener File | Suzhou Ramo Medical Instrument Co. Ltd | Endo File | China | Is a fine specialized instrument used in endodontic (root canal therapy) |  | Used to clean out infected pulp shape the root canal&prepare it for sealing |  | Prevent tootth loss, eliminate pain &infection | 10mm | [5 empty] | Request Quote | 17/. 08 box, | On Request |  |  |  |  | suzhou ramo medical instrument co. ltd |  |  | No |  | 201
| DTC-0202 | Endodontics | Sealers | RCS Silver Orifice Opener File | Suzhou Ramo Medical Instrument Co. Ltd | Endo File | China | Is a fine specialized instrument used in endodontic (root canal therapy) |  | Used to clean out infected pulp shape the root canal&prepare it for sealing |  | Prevent tootth loss, eliminate pain &infection | 19mm | [5 empty] | Request Quote | 17/. 12 box, | On Request |  |  |  |  | suzhou ramo medical instrument co. ltd |  |  | No |  | 202
| DTC-0203 | Endodontics | Sealers | RCS Blue T Reciprocating File | Suzhou Ramo Medical Instrument Co. Ltd | Endo File | China | Is a fine specialized instrument used in endodontic (root canal therapy) |  | Used to clean out infected pulp shape the root canal&prepare it for sealing |  | Prevent tootth loss, eliminate pain &infection | 21-31mm | [5 empty] | Request Quote | 35/. 04 box, | On Request |  |  |  |  | suzhou ramo medical instrument co. ltd |  |  | No |  | 203
| DTC-0204 | Endodontics | Sealers | RCS Blue T Reciprocating File | Suzhou Ramo Medical Instrument Co. Ltd | Endo File | China | Is a fine specialized instrument used in endodontic (root canal therapy) |  | Used to clean out infected pulp shape the root canal&prepare it for sealing |  | Prevent tootth loss, eliminate pain &infection | 21-31mm | [5 empty] | Request Quote | 40/. 06 box, | On Request |  |  |  |  | suzhou ramo medical instrument co. ltd |  |  | No |  | 204
| DTC-0205 | Endodontics | Sealers | RCS Blue T Reciprocating File | Suzhou Ramo Medical Instrument Co. Ltd | Endo File | China | Is a fine specialized instrument used in endodontic (root canal therapy) |  | Used to clean out infected pulp shape the root canal&prepare it for sealing |  | Prevent tootth loss, eliminate pain &infection | 21-31mm | [5 empty] | Request Quote | 35/. 06 box, | On Request |  |  |  |  | suzhou ramo medical instrument co. ltd |  |  | No |  | 205
| DTC-0206 | Endodontics | Sealers | RCS Blue T Reciprocating File | Suzhou Ramo Medical Instrument Co. Ltd | Endo File | China | Is a fine specialized instrument used in endodontic (root canal therapy) |  | Used to clean out infected pulp shape the root canal&prepare it for sealing |  | Prevent tootth loss, eliminate pain &infection | 21-31mm | [5 empty] | Request Quote | 30/. 06 box, | On Request |  |  |  |  | suzhou ramo medical instrument co. ltd |  |  | No |  | 206
| DTC-0207 | Endodontics | Sealers | RCS Blue T Reciprocating File | Suzhou Ramo Medical Instrument Co. Ltd | Endo File | China | Is a fine specialized instrument used in endodontic (root canal therapy) |  | Used to clean out infected pulp shape the root canal&prepare it for sealing |  | Prevent tootth loss, eliminate pain &infection | 21-31mm | [5 empty] | Request Quote | 25/. 06 box, | On Request |  |  |  |  | suzhou ramo medical instrument co. ltd |  |  | No |  | 207
| DTC-0208 | Endodontics | Sealers | RCS Blue T Reciprocating File | Suzhou Ramo Medical Instrument Co. Ltd | Endo File | China | Is a fine specialized instrument used in endodontic (root canal therapy) |  | Used to clean out infected pulp shape the root canal&prepare it for sealing |  | Prevent tootth loss, eliminate pain &infection | 21-31mm | [5 empty] | Request Quote | 20/. 06 box, | On Request |  |  |  |  | suzhou ramo medical instrument co. ltd |  |  | No |  | 208
| DTC-0209 | Endodontics | Sealers | RCS Silver Deciduous Rotary File | Suzhou Ramo Medical Instrument Co. Ltd | Endo File | China | Is a fine specialized instrument used in endodontic (root canal therapy) |  | Used to clean out infected pulp shape the root canal&prepare it for sealing |  | Prevent tootth loss, eliminate pain &infection | 16mm | [5 empty] | Request Quote | 20/. 06 box, | On Request |  |  |  |  | suzhou ramo medical instrument co. ltd |  |  | No |  | 209
| DTC-0210 | Endodontics | Sealers | RCS Blue T Reciprocating File | Suzhou Ramo Medical Instrument Co. Ltd | Endo File | China | Is a fine specialized instrument used in endodontic (root canal therapy) |  | Used to clean out infected pulp shape the root canal&prepare it for sealing |  | Prevent tootth loss, eliminate pain &infection | 21-31mm | [5 empty] | Request Quote | 30/. 04 box, | On Request |  |  |  |  | suzhou ramo medical instrument co. ltd |  |  | No |  | 210
| DTC-0211 | Endodontics | Sealers | RCS Silver Orifice Opener File | Suzhou Ramo Medical Instrument Co. Ltd | Endo File | China | Is a fine specialized instrument used in endodontic (root canal therapy) |  | Used to clean out infected pulp shape the root canal&prepare it for sealing |  | Prevent tootth loss, eliminate pain &infection | 19mm | [5 empty] | Request Quote | 30/. 08 box, | On Request |  |  |  |  | suzhou ramo medical instrument co. ltd |  |  | No |  | 211
| DTC-0212 | Endodontics | Sealers | RCS Blue T Reciprocating File | Suzhou Ramo Medical Instrument Co. Ltd | Endo File | China | Is a fine specialized instrument used in endodontic (root canal therapy) |  | Used to clean out infected pulp shape the root canal&prepare it for sealing |  | Prevent tootth loss, eliminate pain &infection | 21-31mm | [5 empty] | Request Quote | 25/. 04 box, | On Request |  |  |  |  | suzhou ramo medical instrument co. ltd |  |  | No |  | 212
| DTC-0213 | Endodontics | Sealers | RCS Gold LT Rotary File | Suzhou Ramo Medical Instrument Co. Ltd | Endo File | China | Is a fine specialized instrument used in endodontic (root canal therapy) |  | Used to clean out infected pulp shape the root canal&prepare it for sealing |  | Prevent tootth loss, eliminate pain &infection | 21mm | [5 empty] | Request Quote | F3 box, | On Request |  |  |  |  | suzhou ramo medical instrument co. ltd |  |  | No |  | 213
| DTC-0214 | Endodontics | Sealers | RCS Rainbow One File | Suzhou Ramo Medical Instrument Co. Ltd | Endo File | China | Is a fine specialized instrument used in endodontic (root canal therapy) |  | Used to clean out infected pulp shape the root canal&prepare it for sealing |  | Prevent tootth loss, eliminate pain &infection | 21-31mm | [5 empty] | Request Quote | 40/. 06 box, | On Request |  |  |  |  | suzhou ramo medical instrument co. ltd |  |  | No |  | 214
| DTC-0215 | Endodontics | Sealers | RCS Blue T Reciprocating File | Suzhou Ramo Medical Instrument Co. Ltd | Endo File | China | Is a fine specialized instrument used in endodontic (root canal therapy) |  | Used to clean out infected pulp shape the root canal&prepare it for sealing |  | Prevent tootth loss, eliminate pain &infection | 21-31mm | [5 empty] | Request Quote | 40/. 04 box, | On Request |  |  |  |  | suzhou ramo medical instrument co. ltd |  |  | No |  | 215
| DTC-0216 | Endodontics | Sealers | RCS Blue Rotary File | Suzhou Ramo Medical Instrument Co. Ltd | Endo File | China | Is a fine specialized instrument used in endodontic (root canal therapy) |  | Used to clean out infected pulp shape the root canal&prepare it for sealing |  | Prevent tootth loss, eliminate pain &infection | 21-31mm | [5 empty] | Request Quote | 30/. 06 box, | On Request |  |  |  |  | suzhou ramo medical instrument co. ltd |  |  | No |  | 216
| DTC-0217 | Endodontics | Sealers | RCS Blue Rotary File | Suzhou Ramo Medical Instrument Co. Ltd | Endo File | China | Is a fine specialized instrument used in endodontic (root canal therapy) |  | Used to clean out infected pulp shape the root canal&prepare it for sealing |  | Prevent tootth loss, eliminate pain &infection | 21-31mm | [5 empty] | Request Quote | 25/. 06 box, | On Request |  |  |  |  | suzhou ramo medical instrument co. ltd |  |  | No |  | 217
| DTC-0218 | Endodontics | Sealers | RCS Magic Path File | Suzhou Ramo Medical Instrument Co. Ltd | Endo File | China | Is a fine specialized instrument used in endodontic (root canal therapy) |  | Used to clean out infected pulp shape the root canal&prepare it for sealing |  | Prevent tootth loss, eliminate pain &infection | 21-31mm | [5 empty] | Request Quote | 13/. 03 box, | On Request |  |  |  |  | suzhou ramo medical instrument co. ltd |  |  | No |  | 218
| DTC-0219 | Endodontics | Sealers | RCS Magic Path File | Suzhou Ramo Medical Instrument Co. Ltd | Endo File | China | Is a fine specialized instrument used in endodontic (root canal therapy) |  | Used to clean out infected pulp shape the root canal&prepare it for sealing |  | Prevent tootth loss, eliminate pain &infection | 21-31mm | [5 empty] | Request Quote | 15/. 03 box, | On Request |  |  |  |  | suzhou ramo medical instrument co. ltd |  |  | No |  | 219
| DTC-0220 | Endodontics | Sealers | RCS Magic Path File | Suzhou Ramo Medical Instrument Co. Ltd | Endo File | China | Is a fine specialized instrument used in endodontic (root canal therapy) |  | Used to clean out infected pulp shape the root canal&prepare it for sealing |  | Prevent tootth loss, eliminate pain &infection | 21-31mm | [5 empty] | Request Quote | 19/. 03 box, | On Request |  |  |  |  | suzhou ramo medical instrument co. ltd |  |  | No |  | 220
| DTC-0221 | Endodontics | Sealers | RCS Magic Path File | Suzhou Ramo Medical Instrument Co. Ltd | Endo File | China | Is a fine specialized instrument used in endodontic (root canal therapy) |  | Used to clean out infected pulp shape the root canal&prepare it for sealing |  | Prevent tootth loss, eliminate pain &infection | 21-31mm | [5 empty] | Request Quote | 13/. 02 box, | On Request |  |  |  |  | suzhou ramo medical instrument co. ltd |  |  | No |  | 221
| DTC-0222 | Endodontics | Sealers | RCS Magic Path File | Suzhou Ramo Medical Instrument Co. Ltd | Endo File | China | Is a fine specialized instrument used in endodontic (root canal therapy) |  | Used to clean out infected pulp shape the root canal&prepare it for sealing |  | Prevent tootth loss, eliminate pain &infection | 21-31mm | [5 empty] | Request Quote | 16/. 02 box, | On Request |  |  |  |  | suzhou ramo medical instrument co. ltd |  |  | No |  | 222
| DTC-0223 | Endodontics | Sealers | RCS Magic Path File | Suzhou Ramo Medical Instrument Co. Ltd | Endo File | China | Is a fine specialized instrument used in endodontic (root canal therapy) |  | Used to clean out infected pulp shape the root canal&prepare it for sealing |  | Prevent tootth loss, eliminate pain &infection | 21-31mm | [5 empty] | Request Quote | 19/. 02 box, | On Request |  |  |  |  | suzhou ramo medical instrument co. ltd |  |  | No |  | 223
| DTC-0224 | Endodontics | Sealers | RCS Silver Retreatment File | Suzhou Ramo Medical Instrument Co. Ltd | Endo File | China | Is a fine specialized instrument used in endodontic (root canal therapy) |  | Used to clean out infected pulp shape the root canal&prepare it for sealing |  | Prevent tootth loss, eliminate pain &infection | 22mm | [5 empty] | Request Quote | 20/. 07 box, | On Request |  |  |  |  | suzhou ramo medical instrument co. ltd |  |  | No |  | 224
| DTC-0225 | Endodontics | Sealers | RCS Silver Retreatment File | Suzhou Ramo Medical Instrument Co. Ltd | Endo File | China | Is a fine specialized instrument used in endodontic (root canal therapy) |  | Used to clean out infected pulp shape the root canal&prepare it for sealing |  | Prevent tootth loss, eliminate pain &infection | 18mm | [5 empty] | Request Quote | 25/. 08 box, | On Request |  |  |  |  | suzhou ramo medical instrument co. ltd |  |  | No |  | 225
| DTC-0226 | Endodontics | Sealers | RCS Silver Retreatment File | Suzhou Ramo Medical Instrument Co. Ltd | Endo File | China | Is a fine specialized instrument used in endodontic (root canal therapy) |  | Used to clean out infected pulp shape the root canal&prepare it for sealing |  | Prevent tootth loss, eliminate pain &infection | 16mm | [5 empty] | Request Quote | 30/. 09 box, | On Request |  |  |  |  | suzhou ramo medical instrument co. ltd |  |  | No |  | 226
| DTC-0227 | Endodontics | Sealers | RCS Blue Rotary File | Suzhou Ramo Medical Instrument Co. Ltd | Endo File | China | Is a fine specialized instrument used in endodontic (root canal therapy) |  | Used to clean out infected pulp shape the root canal&prepare it for sealing |  | Prevent tootth loss, eliminate pain &infection | 21-31mm | [5 empty] | Request Quote | 35/. 06 box, | On Request |  |  |  |  | suzhou ramo medical instrument co. ltd |  |  | No |  | 227
| DTC-0228 | Endodontics | Sealers | RCS Silver Deciduous Rotary File | Suzhou Ramo Medical Instrument Co. Ltd | Endo File | China | Is a fine specialized instrument used in endodontic (root canal therapy) |  | Used to clean out infected pulp shape the root canal&prepare it for sealing |  | Prevent tootth loss, eliminate pain &infection | 16mm | [5 empty] | Request Quote | 25/. 04 box, | On Request |  |  |  |  | suzhou ramo medical instrument co. ltd |  |  | No |  | 228
| DTC-0229 | Endodontics | Sealers | RCS Silver Deciduous Rotary File | Suzhou Ramo Medical Instrument Co. Ltd | Endo File | China | Is a fine specialized instrument used in endodontic (root canal therapy) |  | Used to clean out infected pulp shape the root canal&prepare it for sealing |  | Prevent tootth loss, eliminate pain &infection | 16mm | [5 empty] | Request Quote | 20/. 04 box, | On Request |  |  |  |  | suzhou ramo medical instrument co. ltd |  |  | No |  | 229
| DTC-0230 | Restorative | Ceramic | HT Plus White Zirconia Block | Topzir Biotech Co. Ltd | Other Material For Dental Treatment | China | It is pre fabrricated dental ceramic to create high strength restorations like crowns&bridges |  | Used to mill dental prosthetics |  | Internal saturaton&aesthetic customization | [6 empty] | Request Quote | To be confirmed | On Request |  |  |  |  | topzir biotech co ltd |  |  | No |  | 230
| DTC-0231 | Restorative | Ceramic | ST White Zirconia Block | Topzir Biotech Co. Ltd | Other Material For Dental Treatment | China | It is pre fabrricated dental ceramic to create high strength restorations like crowns&bridges |  | Used to mill dental prosthetics |  | Internal saturaton&aesthetic customization | [6 empty] | Request Quote | To be confirmed | On Request |  |  |  |  | topzir biotech co ltd |  |  | No |  | 231
| DTC-0232 | Restorative | Ceramic | ST Plus White Zirconia Block | Topzir Biotech Co. Ltd | Other Material For Dental Treatment | China | It is pre fabrricated dental ceramic to create high strength restorations like crowns&bridges |  | Used to mill dental prosthetics |  | Internal saturaton&aesthetic customization | [6 empty] | Request Quote | To be confirmed | On Request |  |  |  |  | topzir biotech co ltd |  |  | No |  | 232
| DTC-0233 | Restorative | Ceramic | ST Preshaded Zirconia Block | Topzir Biotech Co. Ltd | Other Material For Dental Treatment | China | It is pre fabrricated dental ceramic to create high strength restorations like crowns&bridges |  | Used to mill dental prosthetics |  | Internal saturaton&aesthetic customization | [6 empty] | Request Quote | To be confirmed | On Request |  |  |  |  | topzir biotech co ltd |  |  | No |  | 233
| DTC-0234 | Restorative | Ceramic | TT Preshaded Zirconia Block | Topzir Biotech Co. Ltd | Other Material For Dental Treatment | China | It is pre fabrricated dental ceramic to create high strength restorations like crowns&bridges |  | Used to mill dental prosthetics |  | Internal saturaton&aesthetic customization | [6 empty] | Request Quote | To be confirmed | On Request |  |  |  |  | topzir biotech co ltd |  |  | No |  | 234
| DTC-0235 | Restorative | Ceramic | ST Multilayer Zirconia Block | Topzir Biotech Co. Ltd | Other Material For Dental Treatment | China | It is pre fabrricated dental ceramic to create high strength restorations like crowns&bridges |  | Used to mill dental prosthetics |  | Internal saturaton&aesthetic customization | [6 empty] | Request Quote | To be confirmed | On Request |  |  |  |  | topzir biotech co ltd |  |  | No |  | 235
| DTC-0236 | Restorative | Ceramic | Veneex Multilayer Zirconia Block | Topzir Biotech Co. Ltd | Other Material For Dental Treatment | China | It is pre fabrricated dental ceramic to create high strength restorations like crowns&bridges |  | Used to mill dental prosthetics |  | Internal saturaton&aesthetic customization | [6 empty] | Request Quote | To be confirmed | On Request |  |  |  |  | topzir biotech co ltd |  |  | No |  | 236
| DTC-0237 | Restorative | Ceramic | 3d Pro Ultra Multilayer Zirconia Block | Topzir Biotech Co. Ltd | Other Material For Dental Treatment | China | It is pre fabrricated dental ceramic to create high strength restorations like crowns&bridges |  | Used to mill dental prosthetics |  | Internal saturaton&aesthetic customization | [6 empty] | Request Quote | To be confirmed | On Request |  |  |  |  | topzir biotech co ltd |  |  | No |  | 237
| DTC-0238 | Restorative | Ceramic | 4d Ultra Fit Multilayer Zirconia Block | Topzir Biotech Co. Ltd | Other Material For Dental Treatment | China | It is pre fabrricated dental ceramic to create high strength restorations like crowns&bridges |  | Used to mill dental prosthetics |  | Internal saturaton&aesthetic customization | [6 empty] | Request Quote | To be confirmed | On Request |  |  |  |  | topzir biotech co ltd |  |  | No |  | 238
| DTC-0239 | Restorative | Ceramic | HT Plus White Coloring Liquid | Topzir Biotech Co. Ltd | Other Material For Dental Treatment | China | It is pre fabrricated dental ceramic to create high strength restorations like crowns&bridges |  | Used to transform high strength white zirconia |  | Internal saturaton&aesthetic customization | [6 empty] | Request Quote | To be confirmed | On Request |  |  |  |  | topzir biotech co ltd |  |  | No |  | 239
| DTC-0240 | Restorative | Ceramic | ST White Coloring Liquid | Topzir Biotech Co. Ltd | Other Material For Dental Treatment | China | It is pre fabrricated dental ceramic to create high strength restorations like crowns&bridges |  | Used fot monolithic white blocks that have no pre color |  | Internal saturaton&aesthetic customization | [6 empty] | Request Quote | To be confirmed | On Request |  |  |  |  | topzir biotech co ltd |  |  | No |  | 240
| DTC-0241 | Restorative | Ceramic | ST Plus White Coloring Liquid | Topzir Biotech Co. Ltd | Other Material For Dental Treatment | China | It is pre fabrricated dental ceramic to create high strength restorations like crowns&bridges |  | Used to transform high strength white zirconia |  | Internal saturaton&aesthetic customization | [6 empty] | Request Quote | To be confirmed | On Request |  |  |  |  | topzir biotech co ltd |  |  | No |  | 241
| DTC-0242 | Restorative | Ceramic | TT White Coloring Liquid | Topzir Biotech Co. Ltd | Other Material For Dental Treatment | China | It is pre fabrricated dental ceramic to create high strength restorations like crowns&bridges |  | Used fot monolithic white blocks that have no pre color |  | Internal saturaton&aesthetic customization | [6 empty] | Request Quote | To be confirmed | On Request |  |  |  |  | topzir biotech co ltd |  |  | No |  | 242
| DTC-0243 | Restorative | Ceramic | 4d Ultra Fit Multilayer Liquid | Topzir Biotech Co. Ltd | Other Material For Dental Treatment | China | It is pre fabrricated dental ceramic to create high strength restorations like crowns&bridges |  | Used for gingival (gum) simulation |  | Structural integrity&reduced lab time | [6 empty] | Request Quote | To be confirmed | On Request |  |  |  |  | topzir biotech co ltd |  |  | No |  | 243
| DTC-0244 | Endodontics | Extraction | Extracting Forceps Lower Premolars | Durable Hospital Supp; Ies | Forceps | Pakistan | Are handled stainless steel instrument used to grasp teeth from their socket |  | Used for extraction (removal) of teeth from alveolar bone |  | Controlled force, minimal trauma | 17cm | [5 empty] | Request Quote | Pcs | On Request |  |  |  |  | durable hospital supp; ies |  |  | No |  | 244
| DTC-0245 | Endodontics | Extraction | Root Elevators MD -8 | Durable Hospital Supp; Ies | Forceps | Pakistan | Are handled stainless steel instrument used to grasp teeth from their socket |  | Used for extraction (removal) of teeth from alveolar bone |  | Controlled force, minimal trauma | 13. 5cm-15. 5cm | [5 empty] | Request Quote | Pcs | On Request |  |  |  |  | durable hospital supp; ies |  |  | No |  | 245
| DTC-0246 | Endodontics | Extraction | Root Elevators MD -7A | Durable Hospital Supp; Ies | Forceps | Pakistan | Are handled stainless steel instrument used to grasp teeth from their socket |  | Used for extraction (removal) of teeth from alveolar bone |  | Controlled force, minimal trauma | 13. 5cm-15. 5cm | [5 empty] | Request Quote | Pcs | On Request |  |  |  |  | durable hospital supp; ies |  |  | No |  | 246
| DTC-0247 | Endodontics | Extraction | Root Elevators MD -6A | Durable Hospital Supp; Ies | Forceps | Pakistan | Are handled stainless steel instrument used to grasp teeth from their socket |  | Used for extraction (removal) of teeth from alveolar bone |  | Controlled force, minimal trauma | 13. 5cm-15. 5cm | [5 empty] | Request Quote | Pcs | On Request |  |  |  |  | durable hospital supp; ies |  |  | No |  | 247
| DTC-0248 | Endodontics | Extraction | Root Elevators Mead Md-5A | Durable Hospital Supp; Ies | Forceps | Pakistan | Are handled stainless steel instrument used to grasp teeth from their socket |  | Used for extraction (removal) of teeth from alveolar bone |  | Controlled force, minimal trauma | 13. 5cm-15. 5cm | [5 empty] | Request Quote | Pcs | On Request |  |  |  |  | durable hospital supp; ies |  |  | No |  | 248
| DTC-0249 | Endodontics | Extraction | Root Elevators Mead MD 1 | Durable Hospital Supp; Ies | Forceps | Pakistan | Are handled stainless steel instrument used to grasp teeth from their socket |  | Used for extraction (removal) of teeth from alveolar bone |  | Controlled force, minimal trauma | 13. 5cm-15. 5cm | [5 empty] | Request Quote | Pcs | On Request |  |  |  |  | durable hospital supp; ies |  |  | No |  | 249
| DTC-0250 | Endodontics | Extraction | Root Elevators London Hospital | Durable Hospital Supp; Ies | Forceps | Pakistan | Are handled stainless steel instrument used to grasp teeth from their socket |  | Used for extraction (removal) of teeth from alveolar bone |  | Controlled force, minimal trauma | 13. 5cm-15. 5cm | [5 empty] | Request Quote | Pcs | On Request |  |  |  |  | durable hospital supp; ies |  |  | No |  | 250
| DTC-0251 | Endodontics | Extraction | Root Elevators Warwick-James | Durable Hospital Supp; Ies | Forceps | Pakistan | Are handled stainless steel instrument used to grasp teeth from their socket |  | Used for extraction (removal) of teeth from alveolar bone |  | Controlled force, minimal trauma | 13. 5cm-15. 5cm | [5 empty] | Request Quote | Pcs | On Request |  |  |  |  | durable hospital supp; ies |  |  | No |  | 251
| DTC-0252 | Endodontics | Extraction | Root Elevators Hylin | Durable Hospital Supp; Ies | Forceps | Pakistan | Are handled stainless steel instrument used to grasp teeth from their socket |  | Used for extraction (removal) of teeth from alveolar bone |  | Controlled force, minimal trauma | 13. 5cm-15. 5cm | [5 empty] | Request Quote | Pcs | On Request |  |  |  |  | durable hospital supp; ies |  |  | No |  | 252
| DTC-0253 | Endodontics | Extraction | Root Elevators Kopp | Durable Hospital Supp; Ies | Forceps | Pakistan | Are handled stainless steel instrument used to grasp teeth from their socket |  | Used for extraction (removal) of teeth from alveolar bone |  | Controlled force, minimal trauma | 13. 5cm-15. 5cm | [5 empty] | Request Quote | Pcs | On Request |  |  |  |  | durable hospital supp; ies |  |  | No |  | 253
| DTC-0254 | Endodontics | Extraction | Root Elevators Flohr | Durable Hospital Supp; Ies | Forceps | Pakistan | Are handled stainless steel instrument used to grasp teeth from their socket |  | Used for extraction (removal) of teeth from alveolar bone |  | Controlled force, minimal trauma | 13. 5cm-15. 5cm | [5 empty] | Request Quote | Pcs | On Request |  |  |  |  | durable hospital supp; ies |  |  | No |  | 254
| DTC-0255 | Endodontics | Extraction | Root Elevators Roots Fragments | Durable Hospital Supp; Ies | Forceps | Pakistan | Are handled stainless steel instrument used to grasp teeth from their socket |  | Used for extraction (removal) of teeth from alveolar bone |  | Controlled force, minimal trauma | 13. 5cm-15. 5cm | [5 empty] | Request Quote | Pcs | On Request |  |  |  |  | durable hospital supp; ies |  |  | No |  | 255
| DTC-0256 | Endodontics | Extraction | Root Elevators Coupland | Durable Hospital Supp; Ies | Forceps | Pakistan | Are handled stainless steel instrument used to grasp teeth from their socket |  | Used for extraction (removal) of teeth from alveolar bone |  | Controlled force, minimal trauma | 13. 5cm-15. 5cm | [5 empty] | Request Quote | Pcs | On Request |  |  |  |  | durable hospital supp; ies |  |  | No |  | 256
| DTC-0257 | Endodontics | Extraction | Root Elevators Apical | Durable Hospital Supp; Ies | Forceps | Pakistan | Are handled stainless steel instrument used to grasp teeth from their socket |  | Used for extraction (removal) of teeth from alveolar bone |  | Controlled force, minimal trauma | 13. 5cm-15. 5cm | [5 empty] | Request Quote | Pcs | On Request |  |  |  |  | durable hospital supp; ies |  |  | No |  | 257
| DTC-0258 | Endodontics | Extraction | Root Elevators Cryer | Durable Hospital Supp; Ies | Forceps | Pakistan | Are handled stainless steel instrument used to grasp teeth from their socket |  | Used for extraction (removal) of teeth from alveolar bone |  | Controlled force, minimal trauma | 13. 5cm-15. 5cm | [5 empty] | Request Quote | Pcs | On Request |  |  |  |  | durable hospital supp; ies |  |  | No |  | 258
| DTC-0259 | Endodontics | Extraction | Root Elevators Seldin R | Durable Hospital Supp; Ies | Forceps | Pakistan | Are handled stainless steel instrument used to grasp teeth from their socket |  | Used for extraction (removal) of teeth from alveolar bone |  | Controlled force, minimal trauma | 13. 5cm-15. 5cm | [5 empty] | Request Quote | Pcs | On Request |  |  |  |  | durable hospital supp; ies |  |  | No |  | 259
| DTC-0260 | Endodontics | Extraction | Root Elevators Seldin L | Durable Hospital Supp; Ies | Forceps | Pakistan | Are handled stainless steel instrument used to grasp teeth from their socket |  | Used for extraction (removal) of teeth from alveolar bone |  | Controlled force, minimal trauma | 13. 5cm-15. 5cm | [5 empty] | Request Quote | Pcs | On Request |  |  |  |  | durable hospital supp; ies |  |  | No |  | 260
| DTC-0261 | Endodontics | Extraction | Root Elevators Bein | Durable Hospital Supp; Ies | Forceps | Pakistan | Are handled stainless steel instrument used to grasp teeth from their socket |  | Used for extraction (removal) of teeth from alveolar bone |  | Controlled force, minimal trauma | 13. 5cm-15. 5cm | [5 empty] | Request Quote | Pcs | On Request |  |  |  |  | durable hospital supp; ies |  |  | No |  | 261
| DTC-0262 | Endodontics | Extraction | Root Elevators Lower Jaw, Right Side | Durable Hospital Supp; Ies | Forceps | Pakistan | Are handled stainless steel instrument used to grasp teeth from their socket |  | Used for extraction (removal) of teeth from alveolar bone |  | Controlled force, minimal trauma | 13. 5cm-15. 5cm | [5 empty] | Request Quote | Pcs | On Request |  |  |  |  | durable hospital supp; ies |  |  | No |  | 262
| DTC-0263 | Endodontics | Extraction | Root Elevators Lower Jaw, Left Side | Durable Hospital Supp; Ies | Forceps | Pakistan | Are handled stainless steel instrument used to grasp teeth from their socket |  | Used for extraction (removal) of teeth from alveolar bone |  | Controlled force, minimal trauma | 13. 5cm-15. 5cm | [5 empty] | Request Quote | Pcs | On Request |  |  |  |  | durable hospital supp; ies |  |  | No |  | 263
| DTC-0264 | Endodontics | Extraction | Root Elevators | Durable Hospital Supp; Ies | Forceps | Pakistan | Are handled stainless steel instrument used to grasp teeth from their socket |  | Used for extraction (removal) of teeth from alveolar bone |  | Controlled force, minimal trauma | 13. 5cm-15. 5cm | [5 empty] | Request Quote | Pcs | On Request |  |  |  |  | durable hospital supp; ies |  |  | No |  | 264
| DTC-0265 | Endodontics | Extraction | Extracting Forceps Roots Fragments | Durable Hospital Supp; Ies | Forceps | Pakistan | Are handled stainless steel instrument used to grasp teeth from their socket |  | Used for extraction (removal) of teeth from alveolar bone |  | Controlled force, minimal trauma | 17cm | [5 empty] | Request Quote | Pcs | On Request |  |  |  |  | durable hospital supp; ies |  |  | No |  | 265
| DTC-0266 | Endodontics | Extraction | Extracting Forceps Lower Incisors With Serrated Tips | Durable Hospital Supp; Ies | Forceps | Pakistan | Are handled stainless steel instrument used to grasp teeth from their socket |  | Used for extraction (removal) of teeth from alveolar bone |  | Controlled force, minimal trauma | 17cm | [5 empty] | Request Quote | Pcs | On Request |  |  |  |  | durable hospital supp; ies |  |  | No |  | 266
| DTC-0267 | Endodontics | Extraction | Extracting Forceps Upper Molars With Serrated Tips | Durable Hospital Supp; Ies | Forceps | Pakistan | Are handled stainless steel instrument used to grasp teeth from their socket |  | Used for extraction (removal) of teeth from alveolar bone |  | Controlled force, minimal trauma | 17cm | [5 empty] | Request Quote | Pcs | On Request |  |  |  |  | durable hospital supp; ies |  |  | No |  | 267
| DTC-0268 | Endodontics | Extraction | Extracting Forceps Upper Incisors With Serrated Tips | Durable Hospital Supp; Ies | Forceps | Pakistan | Are handled stainless steel instrument used to grasp teeth from their socket |  | Used for extraction (removal) of teeth from alveolar bone |  | Controlled force, minimal trauma | 17cm | [5 empty] | Request Quote | Pcs | On Request |  |  |  |  | durable hospital supp; ies |  |  | No |  | 268
| DTC-0269 | Endodontics | Extraction | Extracting Forcep Slower Incisors And Canines With Serrated Tips | Durable Hospital Supp; Ies | Forceps | Pakistan | Are handled stainless steel instrument used to grasp teeth from their socket |  | Used for extraction (removal) of teeth from alveolar bone |  | Controlled force, minimal trauma | 17cm | [5 empty] | Request Quote | Pcs | On Request |  |  |  |  | durable hospital supp; ies |  |  | No |  | 269
| DTC-0270 | Endodontics | Extraction | Root Elevators Lecluse | Durable Hospital Supp; Ies | Forceps | Pakistan | Are handled stainless steel instrument used to grasp teeth from their socket |  | Used for extraction (removal) of teeth from alveolar bone |  | Controlled force, minimal trauma | 13. 5cm-15. 5cm | [5 empty] | Request Quote | Pcs | On Request |  |  |  |  | durable hospital supp; ies |  |  | No |  | 270
| DTC-0271 | Endodontics | Extraction | Extracting Forceps Lower Molars Splititing Forceps | Durable Hospital Supp; Ies | Forceps | Pakistan | Are handled stainless steel instrument used to grasp teeth from their socket |  | Used for extraction (removal) of teeth from alveolar bone |  | Controlled force, minimal trauma | 17cm | [5 empty] | Request Quote | Pcs | On Request |  |  |  |  | durable hospital supp; ies |  |  | No |  | 271
| DTC-0272 | Endodontics | Extraction | Root Elevators Chompret | Durable Hospital Supp; Ies | Forceps | Pakistan | Are handled stainless steel instrument used to grasp teeth from their socket |  | Used for extraction (removal) of teeth from alveolar bone |  | Controlled force, minimal trauma | 13. 5cm-15. 5cm | [5 empty] | Request Quote | Pcs | On Request |  |  |  |  | durable hospital supp; ies |  |  | No |  | 272
| DTC-0273 | Endodontics | Extraction | Root Elevators Winter | Durable Hospital Supp; Ies | Forceps | Pakistan | Are handled stainless steel instrument used to grasp teeth from their socket |  | Used for extraction (removal) of teeth from alveolar bone |  | Controlled force, minimal trauma | 13. 5cm-15. 5cm | [5 empty] | Request Quote | Pcs | On Request |  |  |  |  | durable hospital supp; ies |  |  | No |  | 273
| DTC-0274 | Endodontics | Extraction | Pocket Probes Scalers University Of Michigon | Durable Hospital Supp; Ies | Forceps | Pakistan | Are handled stainless steel instrument used to grasp teeth from their socket |  | Used for extraction (removal) of teeth from alveolar bone |  | Controlled force, minimal trauma | 15cm-18cm | [5 empty] | Request Quote | Pcs | On Request |  |  |  |  | durable hospital supp; ies |  |  | No |  | 274
| DTC-0275 | Endodontics | Extraction | Pocket Probes Scalers Goldman | Durable Hospital Supp; Ies | Forceps | Pakistan | Are handled stainless steel instrument used to grasp teeth from their socket |  | Used for extraction (removal) of teeth from alveolar bone |  | Controlled force, minimal trauma | 15cm-18cm | [5 empty] | Request Quote | Pcs | On Request |  |  |  |  | durable hospital supp; ies |  |  | No |  | 275
| DTC-0276 | Endodontics | Extraction | Pocket Probes Scalers Merrit | Durable Hospital Supp; Ies | Forceps | Pakistan | Are handled stainless steel instrument used to grasp teeth from their socket |  | Used for extraction (removal) of teeth from alveolar bone |  | Controlled force, minimal trauma | 15cm-18cm | [5 empty] | Request Quote | Pcs | On Request |  |  |  |  | durable hospital supp; ies |  |  | No |  | 276
| DTC-0277 | Endodontics | Extraction | Pocket Probes Scalers Williams | Durable Hospital Supp; Ies | Forceps | Pakistan | Are handled stainless steel instrument used to grasp teeth from their socket |  | Used for extraction (removal) of teeth from alveolar bone |  | Controlled force, minimal trauma | 15cm-18cm | [5 empty] | Request Quote | Pcs | On Request |  |  |  |  | durable hospital supp; ies |  |  | No |  | 277
| DTC-0278 | Endodontics | Extraction | Buurnishers And Pocket Probes Scalers | Durable Hospital Supp; Ies | Forceps | Pakistan | Are handled stainless steel instrument used to grasp teeth from their socket |  | Used for extraction (removal) of teeth from alveolar bone |  | Controlled force, minimal trauma | 15cm-18cm | [5 empty] | Request Quote | Pcs | On Request |  |  |  |  | durable hospital supp; ies |  |  | No |  | 278
| DTC-0279 | Endodontics | Extraction | Pocket Probes Scalers | Durable Hospital Supp; Ies | Forceps | Pakistan | Are handled stainless steel instrument used to grasp teeth from their socket |  | Used for extraction (removal) of teeth from alveolar bone |  | Controlled force, minimal trauma | 15cm-18cm | [5 empty] | Request Quote | Pcs | On Request |  |  |  |  | durable hospital supp; ies |  |  | No |  | 279
| DTC-0280 | Endodontics | Extraction | Pocket Probes Scalers Fox | Durable Hospital Supp; Ies | Forceps | Pakistan | Are handled stainless steel instrument used to grasp teeth from their socket |  | Used for extraction (removal) of teeth from alveolar bone |  | Controlled force, minimal trauma | 15cm-18cm | [5 empty] | Request Quote | Pcs | On Request |  |  |  |  | durable hospital supp; ies |  |  | No |  | 280
| DTC-0281 | Endodontics | Extraction | Burnishers And Pocket Probes Scalers | Durable Hospital Supp; Ies | Forceps | Pakistan | Are handled stainless steel instrument used to grasp teeth from their socket |  | Used for extraction (removal) of teeth from alveolar bone |  | Controlled force, minimal trauma | 15cm-18cm | [5 empty] | Request Quote | Pcs | On Request |  |  |  |  | durable hospital supp; ies |  |  | No |  | 281
| DTC-0282 | Endodontics | Extraction | Polishing Instruments White | Durable Hospital Supp; Ies | Forceps | Pakistan | Are handled stainless steel instrument used to grasp teeth from their socket |  | Used for extraction (removal) of teeth from alveolar bone |  | Controlled force, minimal trauma | 15cm-18cm | [5 empty] | Request Quote | Pcs | On Request |  |  |  |  | durable hospital supp; ies |  |  | No |  | 282
| DTC-0283 | Endodontics | Extraction | Dental Probes Woodson | Durable Hospital Supp; Ies | Forceps | Pakistan | Are handled stainless steel instrument used to grasp teeth from their socket |  | Used for extraction (removal) of teeth from alveolar bone |  | Controlled force, minimal trauma | 15cm-18cm | [5 empty] | Request Quote | Pcs | On Request |  |  |  |  | durable hospital supp; ies |  |  | No |  | 283
| DTC-0284 | Endodontics | Extraction | Dental Probes With Point Set In | Durable Hospital Supp; Ies | Forceps | Pakistan | Are handled stainless steel instrument used to grasp teeth from their socket |  | Used for extraction (removal) of teeth from alveolar bone |  | Controlled force, minimal trauma | 15cm-18cm | [5 empty] | Request Quote | Pcs | On Request |  |  |  |  | durable hospital supp; ies |  |  | No |  | 284
| DTC-0285 | Endodontics | Extraction | Dental Probes | Durable Hospital Supp; Ies | Forceps | Pakistan | Are handled stainless steel instrument used to grasp teeth from their socket |  | Used for extraction (removal) of teeth from alveolar bone |  | Controlled force, minimal trauma | 15cm-18cm | [5 empty] | Request Quote | Pcs | On Request |  |  |  |  | durable hospital supp; ies |  |  | No |  | 285
| DTC-0286 | Endodontics | Extraction | Periodontal Curettes Gracey | Durable Hospital Supp; Ies | Forceps | Pakistan | Are handled stainless steel instrument used to grasp teeth from their socket |  | Used for extraction (removal) of teeth from alveolar bone |  | Controlled force, minimal trauma | 15cm-18cm | [5 empty] | Request Quote | Pcs | On Request |  |  |  |  | durable hospital supp; ies |  |  | No |  | 286
| DTC-0287 | Endodontics | Extraction | Periodontal Curettes | Durable Hospital Supp; Ies | Forceps | Pakistan | Are handled stainless steel instrument used to grasp teeth from their socket |  | Used for extraction (removal) of teeth from alveolar bone |  | Controlled force, minimal trauma | 15cm-18cm | [5 empty] | Request Quote | Pcs | On Request |  |  |  |  | durable hospital supp; ies |  |  | No |  | 287
| DTC-0288 | Endodontics | Extraction | Filling Instrument Heidemann | Durable Hospital Supp; Ies | Forceps | Pakistan | Are handled stainless steel instrument used to grasp teeth from their socket |  | Used for extraction (removal) of teeth from alveolar bone |  | Controlled force, minimal trauma | 15cm-18cm | [5 empty] | Request Quote | Pcs | On Request |  |  |  |  | durable hospital supp; ies |  |  | No |  | 288
| DTC-0289 | Endodontics | Extraction | Filling Instrument Woodson | Durable Hospital Supp; Ies | Forceps | Pakistan | Are handled stainless steel instrument used to grasp teeth from their socket |  | Used for extraction (removal) of teeth from alveolar bone |  | Controlled force, minimal trauma | 15cm-18cm | [5 empty] | Request Quote | Pcs | On Request |  |  |  |  | durable hospital supp; ies |  |  | No |  | 289
| DTC-0290 | Endodontics | Extraction | Filling Instrument Bennett | Durable Hospital Supp; Ies | Forceps | Pakistan | Are handled stainless steel instrument used to grasp teeth from their socket |  | Used for extraction (removal) of teeth from alveolar bone |  | Controlled force, minimal trauma | 15cm-18cm | [5 empty] | Request Quote | Pcs | On Request |  |  |  |  | durable hospital supp; ies |  |  | No |  | 290
| DTC-0291 | Endodontics | Extraction | Filling Instrument Elliott | Durable Hospital Supp; Ies | Forceps | Pakistan | Are handled stainless steel instrument used to grasp teeth from their socket |  | Used for extraction (removal) of teeth from alveolar bone |  | Controlled force, minimal trauma | 15cm-18cm | [5 empty] | Request Quote | Pcs | On Request |  |  |  |  | durable hospital supp; ies |  |  | No |  | 291
| DTC-0292 | Endodontics | Extraction | Filling Instrument Ash | Durable Hospital Supp; Ies | Forceps | Pakistan | Are handled stainless steel instrument used to grasp teeth from their socket |  | Used for extraction (removal) of teeth from alveolar bone |  | Controlled force, minimal trauma | 15cm-18cm | [5 empty] | Request Quote | Pcs | On Request |  |  |  |  | durable hospital supp; ies |  |  | No |  | 292
| DTC-0293 | Endodontics | Extraction | Filling Instrument White | Durable Hospital Supp; Ies | Forceps | Pakistan | Are handled stainless steel instrument used to grasp teeth from their socket |  | Used for extraction (removal) of teeth from alveolar bone |  | Controlled force, minimal trauma | 15cm-18cm | [5 empty] | Request Quote | Pcs | On Request |  |  |  |  | durable hospital supp; ies |  |  | No |  | 293
| DTC-0294 | Endodontics | Extraction | Filling Instrument Williams | Durable Hospital Supp; Ies | Forceps | Pakistan | Are handled stainless steel instrument used to grasp teeth from their socket |  | Used for extraction (removal) of teeth from alveolar bone |  | Controlled force, minimal trauma | 15cm-18cm | [5 empty] | Request Quote | Pcs | On Request |  |  |  |  | durable hospital supp; ies |  |  | No |  | 294
| DTC-0295 | Endodontics | Extraction | Filling Instrument | Durable Hospital Supp; Ies | Forceps | Pakistan | Are handled stainless steel instrument used to grasp teeth from their socket |  | Used for extraction (removal) of teeth from alveolar bone |  | Controlled force, minimal trauma | 15cm-18cm | [5 empty] | Request Quote | Pcs | On Request |  |  |  |  | durable hospital supp; ies |  |  | No |  | 295
| DTC-0296 | Endodontics | Extraction | Root Elevators With Interchangeable Tip | Durable Hospital Supp; Ies | Forceps | Pakistan | Are handled stainless steel instrument used to grasp teeth from their socket |  | Used for extraction (removal) of teeth from alveolar bone |  | Controlled force, minimal trauma | 13. 5cm-15. 5cm | [5 empty] | Request Quote | Pcs | On Request |  |  |  |  | durable hospital supp; ies |  |  | No |  | 296
| DTC-0297 | Endodontics | Extraction | Root Elevators Handle | Durable Hospital Supp; Ies | Forceps | Pakistan | Are handled stainless steel instrument used to grasp teeth from their socket |  | Used for extraction (removal) of teeth from alveolar bone |  | Controlled force, minimal trauma | 13. 5cm-15. 5cm | [5 empty] | Request Quote | Pcs | On Request |  |  |  |  | durable hospital supp; ies |  |  | No |  | 297
| DTC-0298 | Endodontics | Extraction | Root Elevators Barry | Durable Hospital Supp; Ies | Forceps | Pakistan | Are handled stainless steel instrument used to grasp teeth from their socket |  | Used for extraction (removal) of teeth from alveolar bone |  | Controlled force, minimal trauma | 13. 5cm-15. 5cm | [5 empty] | Request Quote | Pcs | On Request |  |  |  |  | durable hospital supp; ies |  |  | No |  | 298
| DTC-0299 | Endodontics | Extraction | Root Elevators Heidbrink | Durable Hospital Supp; Ies | Forceps | Pakistan | Are handled stainless steel instrument used to grasp teeth from their socket |  | Used for extraction (removal) of teeth from alveolar bone |  | Controlled force, minimal trauma | 13. 5cm-15. 5cm | [5 empty] | Request Quote | Pcs | On Request |  |  |  |  | durable hospital supp; ies |  |  | No |  | 299
| DTC-0300 | Endodontics | Extraction | Extracting Forceps Upper Incisors And Anterior | Durable Hospital Supp; Ies | Forceps | Pakistan | Are handled stainless steel instrument used to grasp teeth from their socket |  | Used for extraction (removal) of teeth from alveolar bone |  | Controlled force, minimal trauma | 17cm | [5 empty] | Request Quote | Pcs | On Request |  |  |  |  | durable hospital supp; ies |  |  | No |  | 300
| DTC-0301 | Endodontics | Extraction | Extracting Forceps Lower Teeth | Durable Hospital Supp; Ies | Forceps | Pakistan | Are handled stainless steel instrument used to grasp teeth from their socket |  | Used for extraction (removal) of teeth from alveolar bone |  | Controlled force, minimal trauma | 12. 5cm | [5 empty] | Request Quote | Pcs | On Request |  |  |  |  | durable hospital supp; ies |  |  | No |  | 301
| DTC-0302 | Endodontics | Extraction | Extracting Forceps Lower Roots With Serrated Tips | Durable Hospital Supp; Ies | Forceps | Pakistan | Are handled stainless steel instrument used to grasp teeth from their socket |  | Used for extraction (removal) of teeth from alveolar bone |  | Controlled force, minimal trauma | 17cm | [5 empty] | Request Quote | Pcs | On Request |  |  |  |  | durable hospital supp; ies |  |  | No |  | 302
| DTC-0303 | Endodontics | Extraction | Extracting Forceps For Separating Lower Molars | Durable Hospital Supp; Ies | Forceps | Pakistan | Are handled stainless steel instrument used to grasp teeth from their socket |  | Used for extraction (removal) of teeth from alveolar bone |  | Controlled force, minimal trauma | 17cm | [5 empty] | Request Quote | Pcs | On Request |  |  |  |  | durable hospital supp; ies |  |  | No |  | 303
| DTC-0304 | Endodontics | Extraction | Extracting Forceps For Separating Upper Molars | Durable Hospital Supp; Ies | Forceps | Pakistan | Are handled stainless steel instrument used to grasp teeth from their socket |  | Used for extraction (removal) of teeth from alveolar bone |  | Controlled force, minimal trauma | 17cm | [5 empty] | Request Quote | Pcs | On Request |  |  |  |  | durable hospital supp; ies |  |  | No |  | 304
| DTC-0305 | Endodontics | Extraction | Extracting Forcep Upper Roots And Canines With Serrated Tips | Durable Hospital Supp; Ies | Forceps | Pakistan | Are handled stainless steel instrument used to grasp teeth from their socket |  | Used for extraction (removal) of teeth from alveolar bone |  | Controlled force, minimal trauma | 17cm | [5 empty] | Request Quote | Pcs | On Request |  |  |  |  | durable hospital supp; ies |  |  | No |  | 305
| DTC-0306 | Endodontics | Extraction | Extracting Forceps Lower Roots With Serrated Tips | Durable Hospital Supp; Ies | Forceps | Pakistan | Are handled stainless steel instrument used to grasp teeth from their socket |  | Used for extraction (removal) of teeth from alveolar bone |  | Controlled force, minimal trauma | 17cm | [5 empty] | Request Quote | Pcs | On Request |  |  |  |  | durable hospital supp; ies |  |  | No |  | 306
| DTC-0307 | Endodontics | Extraction | Extracting Forceps Upper Roots With Serrated Tips | Durable Hospital Supp; Ies | Forceps | Pakistan | Are handled stainless steel instrument used to grasp teeth from their socket |  | Used for extraction (removal) of teeth from alveolar bone |  | Controlled force, minimal trauma | 17cm | [5 empty] | Request Quote | Pcs | On Request |  |  |  |  | durable hospital supp; ies |  |  | No |  | 307
| DTC-0308 | Endodontics | Extraction | Extracting Forceps - A Fractured Or Decayed Upper Teeth With Serrated Tips | Durable Hospital Supp; Ies | Forceps | Pakistan | Are handled stainless steel instrument used to grasp teeth from their socket |  | Used for extraction (removal) of teeth from alveolar bone |  | Controlled force, minimal trauma | 17cm | [5 empty] | Request Quote | Pcs | On Request |  |  |  |  | durable hospital supp; ies |  |  | No |  | 308
| DTC-0309 | Endodontics | Extraction | Extracting Forceps Uper Premolars | Durable Hospital Supp; Ies | Forceps | Pakistan | Are handled stainless steel instrument used to grasp teeth from their socket |  | Used for extraction (removal) of teeth from alveolar bone |  | Controlled force, minimal trauma | 17cm | [5 empty] | Request Quote | Pcs | On Request |  |  |  |  | durable hospital supp; ies |  |  | No |  | 309
| DTC-0310 | Endodontics | Extraction | Extracting Forceps Lowers Incisors | Durable Hospital Supp; Ies | Forceps | Pakistan | Are handled stainless steel instrument used to grasp teeth from their socket |  | Used for extraction (removal) of teeth from alveolar bone |  | Controlled force, minimal trauma | 17cm | [5 empty] | Request Quote | Pcs | On Request |  |  |  |  | durable hospital supp; ies |  |  | No |  | 310
| DTC-0311 | Endodontics | Extraction | Extracting Forceps L Upper Molars, Left | Durable Hospital Supp; Ies | Forceps | Pakistan | Are handled stainless steel instrument used to grasp teeth from their socket |  | Used for extraction (removal) of teeth from alveolar bone |  | Controlled force, minimal trauma | 17cm | [5 empty] | Request Quote | Pcs | On Request |  |  |  |  | durable hospital supp; ies |  |  | No |  | 311
| DTC-0312 | Endodontics | Extraction | Extracting Forceps R Upper Molars, Right | Durable Hospital Supp; Ies | Forceps | Pakistan | Are handled stainless steel instrument used to grasp teeth from their socket |  | Used for extraction (removal) of teeth from alveolar bone |  | Controlled force, minimal trauma | 17cm | [5 empty] | Request Quote | Pcs | On Request |  |  |  |  | durable hospital supp; ies |  |  | No |  | 312
| DTC-0313 | Endodontics | Extraction | Extracting Forceps Upper Incisors | Durable Hospital Supp; Ies | Forceps | Pakistan | Are handled stainless steel instrument used to grasp teeth from their socket |  | Used for extraction (removal) of teeth from alveolar bone |  | Controlled force, minimal trauma | 17cm | [5 empty] | Request Quote | Pcs | On Request |  |  |  |  | durable hospital supp; ies |  |  | No |  | 313
| DTC-0314 | Endodontics | Extraction | Extracting Forceps A Upper Wisdoms | Durable Hospital Supp; Ies | Forceps | Pakistan | Are handled stainless steel instrument used to grasp teeth from their socket |  | Used for extraction (removal) of teeth from alveolar bone |  | Controlled force, minimal trauma | 17cm | [5 empty] | Request Quote | Pcs | On Request |  |  |  |  | durable hospital supp; ies |  |  | No |  | 314
| DTC-0315 | Endodontics | Extraction | Extracting Forceps L Upper Roots | Durable Hospital Supp; Ies | Forceps | Pakistan | Are handled stainless steel instrument used to grasp teeth from their socket |  | Used for extraction (removal) of teeth from alveolar bone |  | Controlled force, minimal trauma | 17cm | [5 empty] | Request Quote | Pcs | On Request |  |  |  |  | durable hospital supp; ies |  |  | No |  | 315
| DTC-0316 | Endodontics | Extraction | Extracting Forceps L Upper Roots | Durable Hospital Supp; Ies | Forceps | Pakistan | Are handled stainless steel instrument used to grasp teeth from their socket |  | Used for extraction (removal) of teeth from alveolar bone |  | Controlled force, minimal trauma | 17cm | [5 empty] | Request Quote | Pcs | On Request |  |  |  |  | durable hospital supp; ies |  |  | No |  | 316
| DTC-0317 | Endodontics | Extraction | Extracting Forceps A Upper Roots | Durable Hospital Supp; Ies | Forceps | Pakistan | Are handled stainless steel instrument used to grasp teeth from their socket |  | Used for extraction (removal) of teeth from alveolar bone |  | Controlled force, minimal trauma | 17cm | [5 empty] | Request Quote | Pcs | On Request |  |  |  |  | durable hospital supp; ies |  |  | No |  | 317
| DTC-0318 | Endodontics | Extraction | Extracting Forceps A Albrecht Lower Molars | Durable Hospital Supp; Ies | Forceps | Pakistan | Are handled stainless steel instrument used to grasp teeth from their socket |  | Used for extraction (removal) of teeth from alveolar bone |  | Controlled force, minimal trauma | 17cm | [5 empty] | Request Quote | Pcs | On Request |  |  |  |  | durable hospital supp; ies |  |  | No |  | 318
| DTC-0319 | Endodontics | Extraction | Extracting Forceps S Lower Roots, For Children | Durable Hospital Supp; Ies | Forceps | Pakistan | Are handled stainless steel instrument used to grasp teeth from their socket |  | Used for extraction (removal) of teeth from alveolar bone |  | Controlled force, minimal trauma | 12. 5cm | [5 empty] | Request Quote | Pcs | On Request |  |  |  |  | durable hospital supp; ies |  |  | No |  | 319
| DTC-0320 | Endodontics | Extraction | Extracting Forceps I Lower Roots | Durable Hospital Supp; Ies | Forceps | Pakistan | Are handled stainless steel instrument used to grasp teeth from their socket |  | Used for extraction (removal) of teeth from alveolar bone |  | Controlled force, minimal trauma | 17cm | [5 empty] | Request Quote | Pcs | On Request |  |  |  |  | durable hospital supp; ies |  |  | No |  | 320
| DTC-0321 | Endodontics | Extraction | Extracting Forceps L Lower Roots | Durable Hospital Supp; Ies | Forceps | Pakistan | Are handled stainless steel instrument used to grasp teeth from their socket |  | Used for extraction (removal) of teeth from alveolar bone |  | Controlled force, minimal trauma | 17cm | [5 empty] | Request Quote | Pcs | On Request |  |  |  |  | durable hospital supp; ies |  |  | No |  | 321
| DTC-0322 | Endodontics | Extraction | Extracting Forceps A Lower Roots | Durable Hospital Supp; Ies | Forceps | Pakistan | Are handled stainless steel instrument used to grasp teeth from their socket |  | Used for extraction (removal) of teeth from alveolar bone |  | Controlled force, minimal trauma | 17cm | [5 empty] | Request Quote | Pcs | On Request |  |  |  |  | durable hospital supp; ies |  |  | No |  | 322
| DTC-0323 | Endodontics | Extraction | Extracting Forceps A Albrecht Lower Molars | Durable Hospital Supp; Ies | Forceps | Pakistan | Are handled stainless steel instrument used to grasp teeth from their socket |  | Used for extraction (removal) of teeth from alveolar bone |  | Controlled force, minimal trauma | 17cm | [5 empty] | Request Quote | Pcs | On Request |  |  |  |  | durable hospital supp; ies |  |  | No |  | 323
| DTC-0324 | Endodontics | Extraction | Extracting Forceps Lower Molars | Durable Hospital Supp; Ies | Forceps | Pakistan | Are handled stainless steel instrument used to grasp teeth from their socket |  | Used for extraction (removal) of teeth from alveolar bone |  | Controlled force, minimal trauma | 17cm | [5 empty] | Request Quote | Pcs | On Request |  |  |  |  | durable hospital supp; ies |  |  | No |  | 324
| DTC-0325 | Endodontics | Extraction | Extracting Forceps Lower Wisdoms | Durable Hospital Supp; Ies | Forceps | Pakistan | Are handled stainless steel instrument used to grasp teeth from their socket |  | Used for extraction (removal) of teeth from alveolar bone |  | Controlled force, minimal trauma | 17cm | [5 empty] | Request Quote | Pcs | On Request |  |  |  |  | durable hospital supp; ies |  |  | No |  | 325
| DTC-0326 | Endodontics | Extraction | Extracting Forceps Upper Wisdoms | Durable Hospital Supp; Ies | Forceps | Pakistan | Are handled stainless steel instrument used to grasp teeth from their socket |  | Used for extraction (removal) of teeth from alveolar bone |  | Controlled force, minimal trauma | 17cm | [5 empty] | Request Quote | Pcs | On Request |  |  |  |  | durable hospital supp; ies |  |  | No |  | 326
| DTC-0327 | Endodontics | Extraction | Extracting Forceps Upper Molars | Durable Hospital Supp; Ies | Forceps | Pakistan | Are handled stainless steel instrument used to grasp teeth from their socket |  | Used for extraction (removal) of teeth from alveolar bone |  | Controlled force, minimal trauma | 17cm | [5 empty] | Request Quote | Pcs | On Request |  |  |  |  | durable hospital supp; ies |  |  | No |  | 327
| DTC-0328 | Endodontics | Extraction | Extracting Forceps Upper Teeth | Durable Hospital Supp; Ies | Forceps | Pakistan | Are handled stainless steel instrument used to grasp teeth from their socket |  | Used for extraction (removal) of teeth from alveolar bone |  | Controlled force, minimal trauma | 12. 5cm | [5 empty] | Request Quote | Pcs | On Request |  |  |  |  | durable hospital supp; ies |  |  | No |  | 328
| DTC-0329 | Endodontics | Extraction | Extracting Forceps Upper Molars, Left | Durable Hospital Supp; Ies | Forceps | Pakistan | Are handled stainless steel instrument used to grasp teeth from their socket |  | Used for extraction (removal) of teeth from alveolar bone |  | Controlled force, minimal trauma | 17cm | [5 empty] | Request Quote | Pcs | On Request |  |  |  |  | durable hospital supp; ies |  |  | No |  | 329
| DTC-0330 | Endodontics | Extraction | Extracting Forceps L Lower Incisor Roots With Serrated Tips | Durable Hospital Supp; Ies | Forceps | Pakistan | Are handled stainless steel instrument used to grasp teeth from their socket |  | Used for extraction (removal) of teeth from alveolar bone |  | Controlled force, minimal trauma | 17cm | [5 empty] | Request Quote | Pcs | On Request |  |  |  |  | durable hospital supp; ies |  |  | No |  | 330
| DTC-0331 | Endodontics | Extraction | Extracting Forceps R Upper Molars, Right With Serrated Tips | Durable Hospital Supp; Ies | Forceps | Pakistan | Are handled stainless steel instrument used to grasp teeth from their socket |  | Used for extraction (removal) of teeth from alveolar bone |  | Controlled force, minimal trauma | 17cm | [5 empty] | Request Quote | Pcs | On Request |  |  |  |  | durable hospital supp; ies |  |  | No |  | 331
| DTC-0332 | Endodontics | Extraction | Extracting Forceps Upper Incisors, Premolars, Roots | Durable Hospital Supp; Ies | Forceps | Pakistan | Are handled stainless steel instrument used to grasp teeth from their socket |  | Used for extraction (removal) of teeth from alveolar bone |  | Controlled force, minimal trauma | 17cm | [5 empty] | Request Quote | Pcs | On Request |  |  |  |  | durable hospital supp; ies |  |  | No |  | 332
| DTC-0333 | Endodontics | Extraction | Extracting Forceps Deciduous Teeth | Durable Hospital Supp; Ies | Forceps | Pakistan | Are handled stainless steel instrument used to grasp teeth from their socket |  | Used for extraction (removal) of teeth from alveolar bone |  | Controlled force, minimal trauma | 17cm | [5 empty] | Request Quote | Pcs | On Request |  |  |  |  | durable hospital supp; ies |  |  | No |  | 333
| DTC-0334 | Endodontics | Extraction | Extracting Forceps Upper And Lower Roots | Durable Hospital Supp; Ies | Forceps | Pakistan | Are handled stainless steel instrument used to grasp teeth from their socket |  | Used for extraction (removal) of teeth from alveolar bone |  | Controlled force, minimal trauma | 17cm | [5 empty] | Request Quote | Pcs | On Request |  |  |  |  | durable hospital supp; ies |  |  | No |  | 334
| DTC-0335 | Endodontics | Extraction | Extracting Forceps Upper Incisors Roots | Durable Hospital Supp; Ies | Forceps | Pakistan | Are handled stainless steel instrument used to grasp teeth from their socket |  | Used for extraction (removal) of teeth from alveolar bone |  | Controlled force, minimal trauma | 17cm | [5 empty] | Request Quote | Pcs | On Request |  |  |  |  | durable hospital supp; ies |  |  | No |  | 335
| DTC-0336 | Endodontics | Extraction | Extracting Forceps Separating Forceps | Durable Hospital Supp; Ies | Forceps | Pakistan | Are handled stainless steel instrument used to grasp teeth from their socket |  | Used for extraction (removal) of teeth from alveolar bone |  | Controlled force, minimal trauma | 17cm | [5 empty] | Request Quote | Pcs | On Request |  |  |  |  | durable hospital supp; ies |  |  | No |  | 336
| DTC-0337 | Endodontics | Extraction | Extracting Forceps Upper Thire Molars With Serrated | Durable Hospital Supp; Ies | Forceps | Pakistan | Are handled stainless steel instrument used to grasp teeth from their socket |  | Used for extraction (removal) of teeth from alveolar bone |  | Controlled force, minimal trauma | 17cm | [5 empty] | Request Quote | Pcs | On Request |  |  |  |  | durable hospital supp; ies |  |  | No |  | 337
| DTC-0338 | Endodontics | Extraction | Extracting Forceps Lower Premolars With Serrated Tips | Durable Hospital Supp; Ies | Forceps | Pakistan | Are handled stainless steel instrument used to grasp teeth from their socket |  | Used for extraction (removal) of teeth from alveolar bone |  | Controlled force, minimal trauma | 17cm | [5 empty] | Request Quote | Pcs | On Request |  |  |  |  | durable hospital supp; ies |  |  | No |  | 338
| DTC-0339 | Endodontics | Extraction | Extracting Forceps Upper Premolars With Serrated Tips | Durable Hospital Supp; Ies | Forceps | Pakistan | Are handled stainless steel instrument used to grasp teeth from their socket |  | Used for extraction (removal) of teeth from alveolar bone |  | Controlled force, minimal trauma | 17cm | [5 empty] | Request Quote | Pcs | On Request |  |  |  |  | durable hospital supp; ies |  |  | No |  | 339
| DTC-0340 | Endodontics | Extraction | Extracting Forceps Lower Incisors And Cannies | Durable Hospital Supp; Ies | Forceps | Pakistan | Are handled stainless steel instrument used to grasp teeth from their socket |  | Used for extraction (removal) of teeth from alveolar bone |  | Controlled force, minimal trauma | 17cm | [5 empty] | Request Quote | Pcs | On Request |  |  |  |  | durable hospital supp; ies |  |  | No |  | 340
| DTC-0341 | Endodontics | Extraction | Extracting Forceps Upper Incisors And Canines With Serrated Tips | Durable Hospital Supp; Ies | Forceps | Pakistan | Are handled stainless steel instrument used to grasp teeth from their socket |  | Used for extraction (removal) of teeth from alveolar bone |  | Controlled force, minimal trauma | 17cm | [5 empty] | Request Quote | Pcs | On Request |  |  |  |  | durable hospital supp; ies |  |  | No |  | 341
| DTC-0342 | Endodontics | Extraction | Extracting Forceps Lower, Canines With Serrated Tips | Durable Hospital Supp; Ies | Forceps | Pakistan | Are handled stainless steel instrument used to grasp teeth from their socket |  | Used for extraction (removal) of teeth from alveolar bone |  | Controlled force, minimal trauma | Pack | [5 empty] | Request Quote | Pcs | On Request |  |  |  |  | durable hospital supp; ies |  |  | No |  | 342
| DTC-0343 | Endodontics | Extraction | Extracting Forceps Upper Canines With Serrated Tips | Durable Hospital Supp; Ies | Forceps | Pakistan | Are handled stainless steel instrument used to grasp teeth from their socket |  | Used for extraction (removal) of teeth from alveolar bone |  | Controlled force, minimal trauma | 17cm | [5 empty] | Request Quote | Pcs | On Request |  |  |  |  | durable hospital supp; ies |  |  | No |  | 343
| DTC-0344 | Endodontics | Extraction | Extracting Forceps Universal Extracting Forceps For Lower Teeth, Inparticular | Durable Hospital Supp; Ies | Forceps | Pakistan | Are handled stainless steel instrument used to grasp teeth from their socket |  | Used for extraction (removal) of teeth from alveolar bone |  | Controlled force, minimal trauma | 17cm | [5 empty] | Request Quote | Pcs | On Request |  |  |  |  | durable hospital supp; ies |  |  | No |  | 344
| DTC-0345 | Endodontics | Extraction | Extracting Forceps Universal Extracting Forceps | Durable Hospital Supp; Ies | Forceps | Pakistan | Are handled stainless steel instrument used to grasp teeth from their socket |  | Used for extraction (removal) of teeth from alveolar bone |  | Controlled force, minimal trauma | 17cm | [5 empty] | Request Quote | Pcs | On Request |  |  |  |  | durable hospital supp; ies |  |  | No |  | 345
| DTC-0346 | Endodontics | Extraction | Extracting Forceps Upper Canines With Serrated Tips | Durable Hospital Supp; Ies | Forceps | Pakistan | Are handled stainless steel instrument used to grasp teeth from their socket |  | Used for extraction (removal) of teeth from alveolar bone |  | Controlled force, minimal trauma | 17cm | [5 empty] | Request Quote | Pcs | On Request |  |  |  |  | durable hospital supp; ies |  |  | No |  | 346
| DTC-0347 | Endodontics | Extraction | Extracting Forceps Broken-Down Lower Molars With Serrated Tips | Durable Hospital Supp; Ies | Forceps | Pakistan | Are handled stainless steel instrument used to grasp teeth from their socket |  | Used for extraction (removal) of teeth from alveolar bone |  | Controlled force, minimal trauma | 17cm | [5 empty] | Request Quote | Pcs | On Request |  |  |  |  | durable hospital supp; ies |  |  | No |  | 347
| DTC-0348 | Endodontics | Extraction | Extracting Forceps Upper Molars, Right With Serrated Tips | Durable Hospital Supp; Ies | Forceps | Pakistan | Are handled stainless steel instrument used to grasp teeth from their socket |  | Used for extraction (removal) of teeth from alveolar bone |  | Controlled force, minimal trauma | 17cm | [5 empty] | Request Quote | Pcs | On Request |  |  |  |  | durable hospital supp; ies |  |  | No |  | 348
| DTC-0349 | Endodontics | Extraction | Extracting Forceps Lower Decayed Molars Or Broken-Down Crowns | Durable Hospital Supp; Ies | Forceps | Pakistan | Are handled stainless steel instrument used to grasp teeth from their socket |  | Used for extraction (removal) of teeth from alveolar bone |  | Controlled force, minimal trauma | 17cm | [5 empty] | Request Quote | Pcs | On Request |  |  |  |  | durable hospital supp; ies |  |  | No |  | 349
| DTC-0350 | Endodontics | Extraction | Extracting Forceps Lower Third Molars Right | Durable Hospital Supp; Ies | Forceps | Pakistan | Are handled stainless steel instrument used to grasp teeth from their socket |  | Used for extraction (removal) of teeth from alveolar bone |  | Controlled force, minimal trauma | 17cm | [5 empty] | Request Quote | Pcs | On Request |  |  |  |  | durable hospital supp; ies |  |  | No |  | 350
| DTC-0351 | Endodontics | Extraction | Extracting Forceps Lower Third Molars Left | Durable Hospital Supp; Ies | Forceps | Pakistan | Are handled stainless steel instrument used to grasp teeth from their socket |  | Used for extraction (removal) of teeth from alveolar bone |  | Controlled force, minimal trauma | 17cm | [5 empty] | Request Quote | Pcs | On Request |  |  |  |  | durable hospital supp; ies |  |  | No |  | 351
| DTC-0352 | Endodontics | Extraction | Extracting Forceps Lower Third Molars | Durable Hospital Supp; Ies | Forceps | Pakistan | Are handled stainless steel instrument used to grasp teeth from their socket |  | Used for extraction (removal) of teeth from alveolar bone |  | Controlled force, minimal trauma | 17cm | [5 empty] | Request Quote | Pcs | On Request |  |  |  |  | durable hospital supp; ies |  |  | No |  | 352
| DTC-0353 | Endodontics | Extraction | Extracting Forceps Lower Third Molars With Serrated Tips | Durable Hospital Supp; Ies | Forceps | Pakistan | Are handled stainless steel instrument used to grasp teeth from their socket |  | Used for extraction (removal) of teeth from alveolar bone |  | Controlled force, minimal trauma | 17cm | [5 empty] | Request Quote | Pcs | On Request |  |  |  |  | durable hospital supp; ies |  |  | No |  | 353
| DTC-0354 | Endodontics | Extraction | Extracting Forceps Lower Canines And Premolars With Serrated Tips | Durable Hospital Supp; Ies | Forceps | Pakistan | Are handled stainless steel instrument used to grasp teeth from their socket |  | Used for extraction (removal) of teeth from alveolar bone |  | Controlled force, minimal trauma | 17cm | [5 empty] | Request Quote | Pcs | On Request |  |  |  |  | durable hospital supp; ies |  |  | No |  | 354
| DTC-0355 | Endodontics | Extraction | Extracting Forceps Lower Molars With Serrated Tips | Durable Hospital Supp; Ies | Forceps | Pakistan | Are handled stainless steel instrument used to grasp teeth from their socket |  | Used for extraction (removal) of teeth from alveolar bone |  | Controlled force, minimal trauma | 17cm | [5 empty] | Request Quote | Pcs | On Request |  |  |  |  | durable hospital supp; ies |  |  | No |  | 355
| DTC-0356 | Endodontics | Extraction | Extracting Forceps Upper Thire Molars With Serrated Tips | Durable Hospital Supp; Ies | Forceps | Pakistan | Are handled stainless steel instrument used to grasp teeth from their socket |  | Used for extraction (removal) of teeth from alveolar bone |  | Controlled force, minimal trauma | 17cm | [5 empty] | Request Quote | Pcs | On Request |  |  |  |  | durable hospital supp; ies |  |  | No |  | 356
| DTC-0357 | Endodontics | Extraction | Extracting Forceps L Upper Molars, Left With Serrated Tips | Durable Hospital Supp; Ies | Forceps | Pakistan | Are handled stainless steel instrument used to grasp teeth from their socket |  | Used for extraction (removal) of teeth from alveolar bone |  | Controlled force, minimal trauma | 17cm | [5 empty] | Request Quote | Pcs | On Request |  |  |  |  | durable hospital supp; ies |  |  | No |  | 357
| DTC-0358 | Endodontics | Extraction | Extracting Forceps Upper Molars, Right | Durable Hospital Supp; Ies | Forceps | Pakistan | Are handled stainless steel instrument used to grasp teeth from their socket |  | Used for extraction (removal) of teeth from alveolar bone |  | Controlled force, minimal trauma | 17cm | [5 empty] | Request Quote | Pcs | On Request |  |  |  |  | durable hospital supp; ies |  |  | No |  | 358
| DTC-0359 | Prosthodontics | Denture Base Materials | Denture Adhesive Cream (D-Fix) | Pyrax | Denture Adhesive Cream | India | Denture fixing cream |  | Provides strong hold and stability for dentures, improving comfort and chewing efficiency. | Strong hold formula Long-lasting adhesion Easy application (cream form) Improves comfort U | Nhances denture stability Prevents slipping while eating/speaking Increases patient confidence | Se: Daily denture fixation | Polyvinyl methyl ether/maleic acid Petrolatum Zinc compounds (may vary) | Non-sterile | 2–3 Years | Store in a cool, dry place (ideally 15–25°C) |  | Request Quote | To be confirmed | On Request |  |  |  |  | pyrax |  |  | No |  | 359
| DTC-0360 | Prosthodontics | Denture Base Materials | Denture Adhesive Powder(Fit-Fix) | Pyrax | Denture Adhesive Powde | India | Denture adhesive powder |  | Powder adhesive applied to dentures to enhance retention and prevent movement. | Fine powder consistency Moisture-activated adhesion Even distribution S | Provides secure denture fit Reduces irritation Easy cleaning | Sprinkled on wet denture | N Sodium carboxymethyl cellulose Calcium salts | Non-sterile | 2–3 Years | Store in a cool, dry place (ideally 15–25°C) |  | Request Quote | To be confirmed | On Request |  |  |  |  | pyrax |  |  | No |  | 360
| DTC-0361 | Prosthodontics | Denture Base Materials | Instant Tray Material | Pyrax | Tray Material | India | Material for custom trays |  | Used to fabricate custom impression trays quickly in dental procedures. | Fast setting Easy to shape Good rigidity | Saves clinical time Accurate impression trays Custom fit | Thermoplastic/Resin Setting time: Fast | N Polymethyl methacrylate (PMMA) Resins & plasticizers | Non-sterile | 2–3 Years | Store in a cool, dry place (ideally 15–25°C) |  | Request Quote | To be confirmed | On Request |  |  |  |  | pyrax |  |  | No |  | 361
| DTC-0362 | Prosthodontics | Denture Base Materials | Acrylic Heat Cure Powder | Pyrax | Heat Cure Acrylic Resin Powder | India | Heat-cure denture base material |  | Used in dental labs for fabrication of durable denture bases through heat polymerization. | High strength Color stable Heat cure system | Benefits Durable denture base Long-term performance Good aesthetics | Denture fabrication | PMMA powder Benzoyl peroxide (initiator) | Non-sterile | 3–5 Years | Store in a cool, dry place (ideally 15–25°C) |  | Request Quote | To be confirmed | On Request |  |  |  |  | pyrax |  |  | No |  | 362
| DTC-0363 | Prosthodontics | Denture Base Materials | 4 Litre Acrylic Denture Base Liquid For Pearl Making | Pyrax | Acrylic Monomer Methl Metharcilate | India | Acrylic monomer liquid | Liquid component used with powder for denture base fabrication | Mixing with acrylic powde | Good flow Reliable polymerization High compatibility | Benefits Strong bonding Smooth finish Consistent results | Specifications Form: Liquid Volume: 4 Litre | Material Composition Methyl methacrylate (MMA) | Non-sterile | 2–3 Years | Store in a cool, dry place (ideally 15–25°C) |  | Request Quote | To be confirmed | On Request |  |  |  |  | pyrax |  |  | No |  | 363
| DTC-0364 | Prosthodontics | Denture Base Materials | Acrylic Cold Cure Laboratory Pack | Pyrax | Self Cure Acrylic Resin Powder And Liquid | India | Self-cure acrylic system S | Used in dental labs for repairs, relining, and temporary appliance | Intended Use Denture repair and relining | Key Features Self-curing Fast setting Easy handling | Saves time No heating required Easy to use | Type: Cold cure Pack: Powder + Liquid Material | PMMA + MMA Sterile/Non-Sterile S | Non-sterile | 2–3 Year | Store in a cool, dry place (ideally 15–25°C) |  | Request Quote | To be confirmed | On Request |  |  |  |  | pyrax |  |  | No |  | 364
| DTC-0365 | Prosthodontics | Denture Base Materials | 3kg Acrylic Self Cold Cure Powder | Pyrax | Self Cure Acrylic Resin | India | Self-cure acrylic powder | Powder used with liquid monomer for denture repair I | Repairs and relining | Fast setting Easy mixing Good strength Benefits Quick repairs Reliable results Cost effective |  | Powder Size: 3kg | PMMA Initiators | Non-sterile | 2–3 Year | Store in a cool, dry place (ideally 15–25°C) |  | Request Quote | To be confirmed | On Request |  |  |  |  | pyrax |  |  | No |  | 365
| DTC-0366 | Prosthodontics | Denture Base Materials | 225 Ml Acrylic Heat Cure Liquid | Pyrax | Heat Cure Acrylic Monomer Liquid | India | Heat cure monomer liquid | Used with heat cure powder for denture fabrication | Intended Use Denture base processing | Key Features Stable curing High clarity Strong bonding | Benefits Durable dentures Smooth finish Long-lasting | Form: Liquid Volume: 225 ml | Methyl methacrylate | Non-sterile | 2–3 Years | Store in a cool, dry place (ideally 15–25°C) |  | Request Quote | To be confirmed | On Request |  |  |  |  | pyrax |  |  | No |  | 366
| DTC-0367 | Prosthodontics | Denture Base Materials | Cold Mould Seal Seprating Medium | Pyrax | Dental Sparating Medeium | India | Strong denture base material | Applied to molds to avoid adhesion of acrylic resin during curing. | Denture processing | Smooth separation, thin film | Clean finish, easy removal |  |  | Non-sterile | 3–5 Years | Store in a cool, dry place (ideally 15–25°C) |  | Request Quote | To be confirmed | On Request |  |  |  |  | pyrax |  |  | No |  | 367
| DTC-0368 | Prosthodontics | Denture Base Materials | 1 Kg Acrylic Hi Impact Denture Base Powder | Pyrax | Tooth-Colored Acrylic Resin | India | Tooth Colored Powder (Vita Shades) | Reinforced acrylic material with high resistance to fracture. | Denture base fabrication | High strength, impact resistance |  |  |  | Non-sterile | 3–5 Years | Store in a cool, dry place (ideally 15–25°C) |  | Request Quote | To be confirmed | On Request |  |  |  |  | pyrax |  |  | No |  | 368
| DTC-0369 | Prosthodontics | Denture Base Materials | Tooth Colored Powder Vita Shades Heat Cure | Pyrax | Heat-Cure Denture Base Acrylic (PMMA) | India | Self-curing acrylic powder for denture repair | Crylic resin available in shade systems for natural tooth appearance. | Denture teeth fabrication | : Shade matching, aesthetic finish | Natural-looking prosthesis | Cool, dry place |  | Non-sterile | 3–5 Years | Store in a cool, dry place (ideally 15–25°C) |  | Request Quote | To be confirmed | On Request |  |  |  |  | pyrax |  |  | No |  | 369
| DTC-0370 | Prosthodontics | Denture Base Materials | Acrylic Self Cold Cure Powder | Pyrax | Self-Cure Acrylic Resin Powder (PMMA) | India | Autopolymerizing acrylic powder used for denture repair, relining, and temporary prostheses without heat processing | PMMA-based material used with monomer for quick denture repair and relining | Denture repair, relining, temporary prosthesis |  |  |  |  | Non-sterile | 3–5 Years | Store in a cool, dry place (ideally 15–25°C) |  | Request Quote | To be confirmed | On Request |  |  |  |  | pyrax |  |  | No |  | 370
| DTC-0371 | Prosthodontics | Denture Base Materials | 110 ML Acrylic Self Cold Cure Liquid | Pyrax | 110 mL Acrylic Self Cold Cure Liquid Generic Name: Methyl Methacrylate Monomer (Self-Cure Liquid) | India | : Monomer liquid for cold cure acrylic | Methyl methacrylate liquid used with powder for polymerization | [5 empty] | Non-sterile | 3–5 Years | Store in a cool, dry place (ideally 15–25°C) |  | Request Quote | To be confirmed | On Request |  |  |  |  | pyrax |  |  | No |  | 371
| DTC-0372 | Prosthodontics | Denture Base Materials | 3 Kg Acrylic Denture Base Powder For Pearl Making | Pyrax | Heat-Cure Denture Base Resin Powder (PMMA) | India | Liquid monomer mixed with acrylic powder for cold-cure denture fabrication and repair. | High-quality acrylic powder for complete and partial denture base fabrication using heat curing techniqu | Denture repair and fabric |  |  |  |  | Non-sterile | 3–5 Years | Store in a cool, dry place (ideally 15–25°C) |  | Request Quote | To be confirmed | On Request |  |  |  |  | pyrax |  |  | No |  | 372
| DTC-0373 | Prosthodontics | Denture Base Materials | Ceramic Metal For Casting | Pyrax | Dental Casting Alloy (Metal-Ceramic Alloy) | India | Alloy used for casting crowns and bridges, compatible with ceramic layering for strong and aesthetic restorations. | Dental casting alloy for metal-ceramic restorations | Crowns and bridges fabrication | High strength, corrosion resistant | : Durable, precise fit, long-lasting | Casting alloy, high melting point Material | Cobalt-Chromium alloy | Non-sterile | 2–3 Year | Store in a cool, dry place (ideally 15–25°C) |  | Request Quote | To be confirmed | On Request |  |  |  |  | pyrax |  |  | No |  | 373
| DTC-0374 | Prosthodontics | Denture Base Materials | 110 mL Acrylic Hi Impact Denture Base Liquid | Pyrax | High-Impact Acrylic Resin (PMMA) | India | Reinforced acrylic material designed for dentures with improved fracture resistance and durability. | High-impact acrylic liquid for denture base fabrication | Ntended Use: Complete and partial dentures | Mpact resistant, easy handling | Reduces fracture, durable denture base | Liquid monomer, heat cure Material | Methyl methacrylate (MMA) | Non-sterile | 2–3 Year | Store in a cool, dry place (ideally 15–25°C) |  | Request Quote | To be confirmed | On Request |  |  |  |  | pyrax |  |  | No |  | 374
| DTC-0375 | Prosthodontics | Denture Base Materials | 5 Litre Acrylic Heat Cure Liquid | Pyrax | : Methyl Methacrylate Monomer (Heat-Cure Liquid) | India | : Liquid component used with heat-cure acrylic powder to fabricate denture bases. | Monomer liquid for heat cure acrylic systems | Enture base fabrication | Good flow, consistent curing Benefits: Strong bonding, smooth finish |  | Heat cure liquid, clear Material | MMA with inhibit | Non-sterile | 2–3 Year | Store in a cool, dry place (ideally 15–25°C) |  | Request Quote | To be confirmed | On Request |  |  |  |  | pyrax |  |  | No |  | 375
| DTC-0376 | Prosthodontics | Denture Base Materials | 3kg Acrylic Heat Cure Powder | Pyrax | : Heat-Cure Acrylic Resin Powder (PMMA) | India | : Polymer powder used in denture base fabrication requiring heat polymerization for strength and stability. | PMMA powder for denture base fabrication | Dentures and prosthetics | Fine particles, color stable | Smooth finish, aesthetic result | Powder form, Vita shades | Polymrthyl metharcrylate PMMA | Non-sterile | 2–3 Year | Store in a cool, dry place (ideally 15–25°C) |  | Request Quote | To be confirmed | On Request |  |  |  |  | pyrax |  |  | No |  | 376
| DTC-0377 | Prosthodontics | Denture Base Materials | Acrylic Cold Cure Laboratory Pack | Pyrax | Self-Cure Acrylic Resin Kit (Powder + Liquid) | India | Complete lab pack containing powder and liquid for denture repair, relining, and provisional prostheses. | : Self-cure acrylic resin system for quick repairs | Denture repair and relining | Fast setting, easy mix | Saves time, chairside use | Powder-liquid system, self-cure Material |  | Non-sterile | 2–3 Year | Store in a cool, dry place (ideally 15–25°C) |  | Request Quote | To be confirmed | On Request |  |  |  |  | pyrax |  |  | No |  | 377
| DTC-0378 | Prosthodontics | Denture Base Materials | Tooth Colored Powder Vita Shades Heat Cure | Pyrax | Tooth Colored Heat-Cure Denture Base Acrylic (PMMA) | India | Tooth-colored acrylic powder in Vita shades used for denture fabrication with heat curing for natural aesthetics. | : Tooth-colored acrylic powder for dentures | : Artificial denture teeth and aesthetics | Hade matching, color stability | Natural appearance | Heat cure, Vita shades Material |  | Non-sterile | 2–3 Year | Store in a cool, dry place (ideally 15–25°C) |  | Request Quote | To be confirmed | On Request |  |  |  |  | pyrax |  |  | No |  | 378
| DTC-0379 | Prosthodontics | Denture Base Materials | Ceramic Metal For Casting | Pyrax | : Dental Casting Alloy (Metal-Ceramic Alloy) | India | : Metal alloy used for casting crowns and bridges, compatible with ceramic layering. | PFM crowns & bridges casting (metal substructure for ceramic). . | Metal alloy used for casting crowns and bridges, compatible with ceramic layering. | High strength and durability Excellent bond with porcelain Corrosion resistant Precise casting properties | : Strong, durable, corrosion resistant, good porcelain bond, precise fit | Casting alloy, melting ~1200–1400°C, CTE compatible with porcelain, ingot/pellet form. |  | Non-sterile | 2–3 Year | Store in a cool, dry place (ideally 15–25°C) |  | Request Quote | To be confirmed | On Request |  |  |  |  | pyrax |  |  | No |  | 379
| DTC-0380 | Prosthodontics | Denture Base Materials | 5 Litre Acrylic Hi Impact Denture Base Liquid | Pyrax | Prosthodontic Material | India | 5 Litre Acrylic Hi Impact Denture Base Liquid by Pyrax, listed under Prosthodontics. | : High-strength monomer for denture bases I Material Composition: | : Denture fabrication | Strong bonding, impact resistant | Long-lasting dentures | Liquid, heat cure | MMA | Non-sterile | 2–3 Year | Store in a cool, dry place (ideally 15–25°C) |  | Request Quote | To be confirmed | On Request |  |  |  |  | pyrax |  |  | No |  | 380
| DTC-0381 | Prosthodontics | Denture Base Materials | Acrylic Heat Cure Universal Pack | Pyrax | Heat-Cure Acrylic Resin Kit (Powder + Liquid) | India | : Complete denture base system containing powder and liquid for heat-cured denture fabrication. |  |  | : Complete lab pack High strength and durability Easy handling and mixing Uniform curing results | High strength and durability for long-term prostheses | Heat-cure denture base resin 🔹 | R (Polymer): Polymethyl methacrylate (PMMA) Initiator (e. g., benzoyl peroxide) Pigments & opacifiers Liquid (Monomer): Methyl methacrylate (MMA) Inhibitor (e. g., hydroquinone) Cross-linking agent (e. g., glycol dimethacrylate) | Non-sterile | 2–3 Year | Store in a cool, dry place (ideally 15–25°C) |  | Request Quote | To be confirmed | On Request |  |  |  |  | pyrax |  |  | No |  | 381
| DTC-0382 | Prosthodontics | Denture Base Materials | 3 Kg Acrylic Hi Impact Denture Base Powder | Pyrax | High-Impact Heat-Cure Acrylic Resin Powder (PMMA) | India | Reinforced acrylic powder designed for denture bases with enhanced fracture resistance. | Mpact-resistant PMMA powder | : Strong denture | High impact strength Reduced risk of denture fracture Good aesthetics and polish Long-lasting performance | Durable for long-term denture use Improved flexibility c | 3kg | Polymethyl methacrylate (PMMA) Rubber-modified resin (for high impact strength) Initiator (e. g., benzoyl peroxide) Pigments & opacifiers | Non-sterile | 2–3 Year | Store in a cool, dry place (ideally 15–25°C) |  | Request Quote | To be confirmed | On Request |  |  |  |  | pyrax |  |  | No |  | 382
| DTC-0383 | Implantology | Endosseous Dental Implant | Volution (SVB3308) ∅ 3. 3mm H 8mm Box, | I-Res SAGL | Dental Implants | Switzerland | A dental implant is a titanium post placed in the jawbone to replace a missing tooth root and support restorations like crowns or bridges. | A dental implant is a biocompatible titanium fixture inserted into the jawbone, where it bonds with bone through osseointegration. It acts as a stable foundation for prosthetic teeth, restoring function, aesthetics, and preventing bone loss. | Replacement of missing teeth, support prosthetic restorations | Biocompatible, osseointegrating, strong, surface-treated, stable connection, long-term tooth replacement. | High primary stability, strong osseointegration, reduces bacterial infiltration � IRES Group | ∅ 3. 3Mm H 8mm Box, | Titanium (medical-grade) with SLA surface treatment � | Sterile | Cool, Dry Place, Keep Sterile Packaging, Avoid Contamination | 96 Months |  | Request Quote | To be confirmed | On Request |  |  |  |  | I-RES SAGL |  |  | No |  | 383
| DTC-0384 | Implantology | Endosseous Dental Implant | Volution (SVB5213I) ø 5. 2mm H 13mm Box, | I-Res SAGL | Dental Implants | Switzerland | A dental implant is a titanium post placed in the jawbone to replace a missing tooth root and support restorations like crowns or bridges. | A dental implant is a biocompatible titanium fixture inserted into the jawbone, where it bonds with bone through osseointegration. It acts as a stable foundation for prosthetic teeth, restoring function, aesthetics, and preventing bone loss. | Replacement of missing teeth, support prosthetic restorations | Biocompatible, osseointegrating, strong, surface-treated, stable connection, long-term tooth replacement. | High primary stability, strong osseointegration, reduces bacterial infiltration � IRES Group | ø 5. 2Mm H 13mm Box, | Titanium (medical-grade) with SLA surface treatment � | Sterile | Cool, Dry Place, Keep Sterile Packaging, Avoid Contamination | 96 Months |  | Request Quote | To be confirmed | On Request |  |  |  |  | I-RES SAGL |  |  | No |  | 384
| DTC-0385 | Implantology | Endosseous Dental Implant | Volution (SVB5216I) ø 5. 2mm H 16mm Box, | I-Res SAGL | Dental Implants | Switzerland | A dental implant is a titanium post placed in the jawbone to replace a missing tooth root and support restorations like crowns or bridges. | A dental implant is a biocompatible titanium fixture inserted into the jawbone, where it bonds with bone through osseointegration. It acts as a stable foundation for prosthetic teeth, restoring function, aesthetics, and preventing bone loss. | Replacement of missing teeth, support prosthetic restorations | Biocompatible, osseointegrating, strong, surface-treated, stable connection, long-term tooth replacement. | High primary stability, strong osseointegration, reduces bacterial infiltration � IRES Group | ø 5. 2Mm H 16mm Box, | Titanium (medical-grade) with SLA surface treatment � | Sterile | Cool, Dry Place, Keep Sterile Packaging, Avoid Contamination | 96 Months |  | Request Quote | To be confirmed | On Request |  |  |  |  | I-RES SAGL |  |  | No |  | 385
| DTC-0386 | Implantology | Endosseous Dental Implant | Volution (SVB3308HYHA) ø 3. 3mm H 8mm Box, | I-Res SAGL | Dental Implants | Switzerland | A dental implant is a titanium post placed in the jawbone to replace a missing tooth root and support restorations like crowns or bridges. | A dental implant is a biocompatible titanium fixture inserted into the jawbone, where it bonds with bone through osseointegration. It acts as a stable foundation for prosthetic teeth, restoring function, aesthetics, and preventing bone loss. | Replacement of missing teeth, support prosthetic restorations | Biocompatible, osseointegrating, strong, surface-treated, stable connection, long-term tooth replacement. | High primary stability, strong osseointegration, reduces bacterial infiltration � IRES Group | ø 3. 3Mm H 8mm Box, | Titanium (medical-grade) with SLA surface treatment � | Sterile | Cool, Dry Place, Keep Sterile Packaging, Avoid Contamination | 96 Months |  | Request Quote | To be confirmed | On Request |  |  |  |  | I-RES SAGL |  |  | No |  | 386
| DTC-0387 | Implantology | Endosseous Dental Implant | Volution (SVB3310HYHA) ø 3. 3mm H 10mm Box, | I-Res SAGL | Dental Implants | Switzerland | A dental implant is a titanium post placed in the jawbone to replace a missing tooth root and support restorations like crowns or bridges. | A dental implant is a biocompatible titanium fixture inserted into the jawbone, where it bonds with bone through osseointegration. It acts as a stable foundation for prosthetic teeth, restoring function, aesthetics, and preventing bone loss. | Replacement of missing teeth, support prosthetic restorations | Biocompatible, osseointegrating, strong, surface-treated, stable connection, long-term tooth replacement. | High primary stability, strong osseointegration, reduces bacterial infiltration � IRES Group | ø 3. 3Mm H 10mm Box, | Titanium (medical-grade) with SLA surface treatment � | Sterile | Cool, Dry Place, Keep Sterile Packaging, Avoid Contamination | 96 Months |  | Request Quote | To be confirmed | On Request |  |  |  |  | I-RES SAGL |  |  | No |  | 387
| DTC-0388 | Implantology | Endosseous Dental Implant | Volution (SVB3311HYHA) ø 3. 3mm H 11. 5mm Box, | I-Res SAGL | Dental Implants | Switzerland | A dental implant is a titanium post placed in the jawbone to replace a missing tooth root and support restorations like crowns or bridges. | A dental implant is a biocompatible titanium fixture inserted into the jawbone, where it bonds with bone through osseointegration. It acts as a stable foundation for prosthetic teeth, restoring function, aesthetics, and preventing bone loss. | Replacement of missing teeth, support prosthetic restorations | Biocompatible, osseointegrating, strong, surface-treated, stable connection, long-term tooth replacement. | High primary stability, strong osseointegration, reduces bacterial infiltration � IRES Group | ø 3. 3Mm H 11. 5mm Box, | Titanium (medical-grade) with SLA surface treatment � | Sterile | Cool, Dry Place, Keep Sterile Packaging, Avoid Contamination | 96 Months |  | Request Quote | To be confirmed | On Request |  |  |  |  | I-RES SAGL |  |  | No |  | 388
| DTC-0389 | Implantology | Endosseous Dental Implant | Volution (SVB3313HYHA) ø 3. 3mm H 13mm Box, | I-Res SAGL | Dental Implants | Switzerland | A dental implant is a titanium post placed in the jawbone to replace a missing tooth root and support restorations like crowns or bridges. | A dental implant is a biocompatible titanium fixture inserted into the jawbone, where it bonds with bone through osseointegration. It acts as a stable foundation for prosthetic teeth, restoring function, aesthetics, and preventing bone loss. | Replacement of missing teeth, support prosthetic restorations | Biocompatible, osseointegrating, strong, surface-treated, stable connection, long-term tooth replacement. | High primary stability, strong osseointegration, reduces bacterial infiltration � IRES Group | ) ø 3. 3Mm H 13mm Box, | Titanium (medical-grade) with SLA surface treatment � | Sterile | Cool, Dry Place, Keep Sterile Packaging, Avoid Contamination | 96 Months |  | Request Quote | To be confirmed | On Request |  |  |  |  | I-RES SAGL |  |  | No |  | 389
| DTC-0390 | Implantology | Endosseous Dental Implant | Volution (SVB3316HYHA) ø 3. 3mm H 16mm Box, | I-Res SAGL | Dental Implants | Switzerland | A dental implant is a titanium post placed in the jawbone to replace a missing tooth root and support restorations like crowns or bridges. | A dental implant is a biocompatible titanium fixture inserted into the jawbone, where it bonds with bone through osseointegration. It acts as a stable foundation for prosthetic teeth, restoring function, aesthetics, and preventing bone loss. | Replacement of missing teeth, support prosthetic restorations | Biocompatible, osseointegrating, strong, surface-treated, stable connection, long-term tooth replacement. | High primary stability, strong osseointegration, reduces bacterial infiltration � IRES Group | ø 3. 3Mm H 16mm Box, | Titanium (medical-grade) with SLA surface treatment � | Sterile | Cool, Dry Place, Keep Sterile Packaging, Avoid Contamination | 96 Months |  | Request Quote | To be confirmed | On Request |  |  |  |  | I-RES SAGL |  |  | No |  | 390
| DTC-0391 | Implantology | Endosseous Dental Implant | Volution (SVB3408HYHA) ø 3. 3mm H 8mm Box, | I-Res SAGL | Dental Implants | Switzerland | A dental implant is a titanium post placed in the jawbone to replace a missing tooth root and support restorations like crowns or bridges. | A dental implant is a biocompatible titanium fixture inserted into the jawbone, where it bonds with bone through osseointegration. It acts as a stable foundation for prosthetic teeth, restoring function, aesthetics, and preventing bone loss. | Replacement of missing teeth, support prosthetic restorations | Biocompatible, osseointegrating, strong, surface-treated, stable connection, long-term tooth replacement. | High primary stability, strong osseointegration, reduces bacterial infiltration � IRES Group | ø 3. 3Mm H 8mm Box, | Titanium (medical-grade) with SLA surface treatment � | Sterile | Cool, Dry Place, Keep Sterile Packaging, Avoid Contamination | 96 Months |  | Request Quote | To be confirmed | On Request |  |  |  |  | I-RES SAGL |  |  | No |  | 391
| DTC-0392 | Implantology | Endosseous Dental Implant | Volution (SVB3410HYHA) ø 3. 3mm H 10mm Box, | I-Res SAGL | Dental Implants | Switzerland | A dental implant is a titanium post placed in the jawbone to replace a missing tooth root and support restorations like crowns or bridges. | A dental implant is a biocompatible titanium fixture inserted into the jawbone, where it bonds with bone through osseointegration. It acts as a stable foundation for prosthetic teeth, restoring function, aesthetics, and preventing bone loss. | Replacement of missing teeth, support prosthetic restorations | Biocompatible, osseointegrating, strong, surface-treated, stable connection, long-term tooth replacement. | High primary stability, strong osseointegration, reduces bacterial infiltration � IRES Group | ) ø 3. 3Mm H 10mm Box, | Titanium (medical-grade) with SLA surface treatment � | Sterile | Cool, Dry Place, Keep Sterile Packaging, Avoid Contamination | 96 Months |  | Request Quote | To be confirmed | On Request |  |  |  |  | I-RES SAGL |  |  | No |  | 392
| DTC-0393 | Implantology | Endosseous Dental Implant | Volution (SVB3411HYHA) | I-Res SAGL | Dental Implants | Switzerland | A dental implant is a titanium post placed in the jawbone to replace a missing tooth root and support restorations like crowns or bridges. | A dental implant is a biocompatible titanium fixture inserted into the jawbone, where it bonds with bone through osseointegration. It acts as a stable foundation for prosthetic teeth, restoring function, aesthetics, and preventing bone loss. | Replacement of missing teeth, support prosthetic restorations | Biocompatible, osseointegrating, strong, surface-treated, stable connection, long-term tooth replacement. | High primary stability, strong osseointegration, reduces bacterial infiltration � IRES Group | ø 3. 3Mm H 11. 5mm | Titanium (medical-grade) with SLA surface treatment � | Sterile | Cool, Dry Place, Keep Sterile Packaging, Avoid Contamination | 96 Months |  | Request Quote | To be confirmed | On Request |  |  |  |  | I-RES SAGL |  |  | No |  | 393
| DTC-0394 | Implantology | Endosseous Dental Implant | Volution (SVB3413HYHA) | I-Res SAGL | Dental Implants | Switzerland | A dental implant is a titanium post placed in the jawbone to replace a missing tooth root and support restorations like crowns or bridges. | A dental implant is a biocompatible titanium fixture inserted into the jawbone, where it bonds with bone through osseointegration. It acts as a stable foundation for prosthetic teeth, restoring function, aesthetics, and preventing bone loss. | Replacement of missing teeth, support prosthetic restorations | Biocompatible, osseointegrating, strong, surface-treated, stable connection, long-term tooth replacement. | High primary stability, strong osseointegration, reduces bacterial infiltration � IRES Group | ø 3. 3Mm H 13mm | Titanium (medical-grade) with SLA surface treatment � | Sterile | Cool, Dry Place, Keep Sterile Packaging, Avoid Contamination | 96 Months |  | Request Quote | To be confirmed | On Request |  |  |  |  | I-RES SAGL |  |  | No |  | 394
| DTC-0395 | Implantology | Endosseous Dental Implant | Volution (SVB3416HYHA) | I-Res SAGL | Dental Implants | Switzerland | A dental implant is a titanium post placed in the jawbone to replace a missing tooth root and support restorations like crowns or bridges. | A dental implant is a biocompatible titanium fixture inserted into the jawbone, where it bonds with bone through osseointegration. It acts as a stable foundation for prosthetic teeth, restoring function, aesthetics, and preventing bone loss. | Replacement of missing teeth, support prosthetic restorations | Biocompatible, osseointegrating, strong, surface-treated, stable connection, long-term tooth replacement. | High primary stability, strong osseointegration, reduces bacterial infiltration � IRES Group | ø 3. 3Mm H 16mm | Titanium (medical-grade) with SLA surface treatment � | Sterile | Cool, Dry Place, Keep Sterile Packaging, Avoid Contamination | 96 Months |  | Request Quote | To be confirmed | On Request |  |  |  |  | I-RES SAGL |  |  | No |  | 395
| DTC-0396 | Implantology | Endosseous Dental Implant | Volution (SVB3706HYHA) | I-Res SAGL | Dental Implants | Switzerland | A dental implant is a titanium post placed in the jawbone to replace a missing tooth root and support restorations like crowns or bridges. | A dental implant is a biocompatible titanium fixture inserted into the jawbone, where it bonds with bone through osseointegration. It acts as a stable foundation for prosthetic teeth, restoring function, aesthetics, and preventing bone loss. | Replacement of missing teeth, support prosthetic restorations | Biocompatible, osseointegrating, strong, surface-treated, stable connection, long-term tooth replacement. | High primary stability, strong osseointegration, reduces bacterial infiltration � IRES Group | ø 3. 7Mm H 6. 5mm | Titanium (medical-grade) with SLA surface treatment � | Sterile | Cool, Dry Place, Keep Sterile Packaging, Avoid Contamination | 96 Months |  | Request Quote | To be confirmed | On Request |  |  |  |  | I-RES SAGL |  |  | No |  | 396
| DTC-0397 | Implantology | Endosseous Dental Implant | Volution (SVB3708HYHA) | I-Res SAGL | Dental Implants | Switzerland | A dental implant is a titanium post placed in the jawbone to replace a missing tooth root and support restorations like crowns or bridges. | A dental implant is a biocompatible titanium fixture inserted into the jawbone, where it bonds with bone through osseointegration. It acts as a stable foundation for prosthetic teeth, restoring function, aesthetics, and preventing bone loss. | Replacement of missing teeth, support prosthetic restorations | Biocompatible, osseointegrating, strong, surface-treated, stable connection, long-term tooth replacement. | High primary stability, strong osseointegration, reduces bacterial infiltration � IRES Group | ø 3. 7Mm H 8mm | Titanium (medical-grade) with SLA surface treatment � | Sterile | Cool, Dry Place, Keep Sterile Packaging, Avoid Contamination | 96 Months |  | Request Quote | To be confirmed | On Request |  |  |  |  | I-RES SAGL |  |  | No |  | 397
| DTC-0398 | Implantology | Endosseous Dental Implant | Volution (SVB3710HYHA) | I-Res SAGL | Dental Implants | Switzerland | A dental implant is a titanium post placed in the jawbone to replace a missing tooth root and support restorations like crowns or bridges. | A dental implant is a biocompatible titanium fixture inserted into the jawbone, where it bonds with bone through osseointegration. It acts as a stable foundation for prosthetic teeth, restoring function, aesthetics, and preventing bone loss. | Replacement of missing teeth, support prosthetic restorations | Biocompatible, osseointegrating, strong, surface-treated, stable connection, long-term tooth replacement. | High primary stability, strong osseointegration, reduces bacterial infiltration � IRES Group | ø 3. 7Mm H 10mm | Titanium (medical-grade) with SLA surface treatment � | Sterile | Cool, Dry Place, Keep Sterile Packaging, Avoid Contamination | 96 Months |  | Request Quote | To be confirmed | On Request |  |  |  |  | I-RES SAGL |  |  | No |  | 398
| DTC-0399 | Implantology | Endosseous Dental Implant | Volution (SVB5211I) | I-Res SAGL | Dental Implants | Switzerland | A dental implant is a titanium post placed in the jawbone to replace a missing tooth root and support restorations like crowns or bridges. | A dental implant is a biocompatible titanium fixture inserted into the jawbone, where it bonds with bone through osseointegration. It acts as a stable foundation for prosthetic teeth, restoring function, aesthetics, and preventing bone loss. | Replacement of missing teeth, support prosthetic restorations | Biocompatible, osseointegrating, strong, surface-treated, stable connection, long-term tooth replacement. | High primary stability, strong osseointegration, reduces bacterial infiltration � IRES Group | ø 5. 2Mm H 11. 5mm | Titanium (medical-grade) with SLA surface treatment � | Sterile | Cool, Dry Place, Keep Sterile Packaging, Avoid Contamination | 96 Months |  | Request Quote | To be confirmed | On Request |  |  |  |  | I-RES SAGL |  |  | No |  | 399
| DTC-0400 | Implantology | Endosseous Dental Implant | Volution (SVB5210I) | I-Res SAGL | Dental Implants | Switzerland | A dental implant is a titanium post placed in the jawbone to replace a missing tooth root and support restorations like crowns or bridges. | A dental implant is a biocompatible titanium fixture inserted into the jawbone, where it bonds with bone through osseointegration. It acts as a stable foundation for prosthetic teeth, restoring function, aesthetics, and preventing bone loss. | Replacement of missing teeth, support prosthetic restorations | Biocompatible, osseointegrating, strong, surface-treated, stable connection, long-term tooth replacement. | High primary stability, strong osseointegration, reduces bacterial infiltration � IRES Group | ø 5. 2Mm H 10mm | Titanium (medical-grade) with SLA surface treatment � | Sterile | Cool, Dry Place, Keep Sterile Packaging, Avoid Contamination | 113 Months |  | Request Quote | To be confirmed | On Request |  |  |  |  | I-RES SAGL |  |  | No |  | 400
| DTC-0401 | Implantology | Endosseous Dental Implant | Volution (SVB5208I) | I-Res SAGL | Dental Implants | Switzerland | A dental implant is a titanium post placed in the jawbone to replace a missing tooth root and support restorations like crowns or bridges. | A dental implant is a biocompatible titanium fixture inserted into the jawbone, where it bonds with bone through osseointegration. It acts as a stable foundation for prosthetic teeth, restoring function, aesthetics, and preventing bone loss. | Replacement of missing teeth, support prosthetic restorations | Biocompatible, osseointegrating, strong, surface-treated, stable connection, long-term tooth replacement. | High primary stability, strong osseointegration, reduces bacterial infiltration � IRES Group | ø 5. 2Mm H 8mm | Titanium (medical-grade) with SLA surface treatment � | Sterile | Cool, Dry Place, Keep Sterile Packaging, Avoid Contamination | 114 Months |  | Request Quote | To be confirmed | On Request |  |  |  |  | I-RES SAGL |  |  | No |  | 401
| DTC-0402 | Implantology | Endosseous Dental Implant | Volution (SVB5206I) | I-Res SAGL | Dental Implants | Switzerland | A dental implant is a titanium post placed in the jawbone to replace a missing tooth root and support restorations like crowns or bridges. | A dental implant is a biocompatible titanium fixture inserted into the jawbone, where it bonds with bone through osseointegration. It acts as a stable foundation for prosthetic teeth, restoring function, aesthetics, and preventing bone loss. | Replacement of missing teeth, support prosthetic restorations | Biocompatible, osseointegrating, strong, surface-treated, stable connection, long-term tooth replacement. | High primary stability, strong osseointegration, reduces bacterial infiltration � IRES Group | ø 5. 2Mm H 6. 5mm | Titanium (medical-grade) with SLA surface treatment � | Sterile | Cool, Dry Place, Keep Sterile Packaging, Avoid Contamination | 96 Months |  | Request Quote | To be confirmed | On Request |  |  |  |  | I-RES SAGL |  |  | No |  | 402
| DTC-0403 | Implantology | Endosseous Dental Implant | Volution (SVB4106I) | I-Res SAGL | Dental Implants | Switzerland | A dental implant is a titanium post placed in the jawbone to replace a missing tooth root and support restorations like crowns or bridges. | A dental implant is a biocompatible titanium fixture inserted into the jawbone, where it bonds with bone through osseointegration. It acts as a stable foundation for prosthetic teeth, restoring function, aesthetics, and preventing bone loss. | Replacement of missing teeth, support prosthetic restorations | Biocompatible, osseointegrating, strong, surface-treated, stable connection, long-term tooth replacement. | High primary stability, strong osseointegration, reduces bacterial infiltration � IRES Group | ø 4. 1Mm H 6. 5mm | Titanium (medical-grade) with SLA surface treatment � | Sterile | Cool, Dry Place, Keep Sterile Packaging, Avoid Contamination | 96 Months |  | Request Quote | To be confirmed | On Request |  |  |  |  | I-RES SAGL |  |  | No |  | 403
| DTC-0404 | Implantology | Endosseous Dental Implant | Volution (SVB4108I) | I-Res SAGL | Dental Implants | Switzerland | A dental implant is a titanium post placed in the jawbone to replace a missing tooth root and support restorations like crowns or bridges. | A dental implant is a biocompatible titanium fixture inserted into the jawbone, where it bonds with bone through osseointegration. It acts as a stable foundation for prosthetic teeth, restoring function, aesthetics, and preventing bone loss. | Replacement of missing teeth, support prosthetic restorations | Biocompatible, osseointegrating, strong, surface-treated, stable connection, long-term tooth replacement. | High primary stability, strong osseointegration, reduces bacterial infiltration � IRES Group | ø 4. 1Mm H 8mm | Titanium (medical-grade) with SLA surface treatment � | Sterile | Cool, Dry Place, Keep Sterile Packaging, Avoid Contamination | 96 Months |  | Request Quote | To be confirmed | On Request |  |  |  |  | I-RES SAGL |  |  | No |  | 404
| DTC-0405 | Implantology | Endosseous Dental Implant | Volution (SVB4110I) | I-Res SAGL | Dental Implants | Switzerland | A dental implant is a titanium post placed in the jawbone to replace a missing tooth root and support restorations like crowns or bridges. | A dental implant is a biocompatible titanium fixture inserted into the jawbone, where it bonds with bone through osseointegration. It acts as a stable foundation for prosthetic teeth, restoring function, aesthetics, and preventing bone loss. | Replacement of missing teeth, support prosthetic restorations | Biocompatible, osseointegrating, strong, surface-treated, stable connection, long-term tooth replacement. | High primary stability, strong osseointegration, reduces bacterial infiltration � IRES Group | ø 4. 1Mm H 10mm | Titanium (medical-grade) with SLA surface treatment � | Sterile | Cool, Dry Place, Keep Sterile Packaging, Avoid Contamination | 96 Months |  | Request Quote | To be confirmed | On Request |  |  |  |  | I-RES SAGL |  |  | No |  | 405
| DTC-0406 | Implantology | Endosseous Dental Implant | Volution (SVB4111I) | I-Res SAGL | Dental Implants | Switzerland | A dental implant is a titanium post placed in the jawbone to replace a missing tooth root and support restorations like crowns or bridges. | A dental implant is a biocompatible titanium fixture inserted into the jawbone, where it bonds with bone through osseointegration. It acts as a stable foundation for prosthetic teeth, restoring function, aesthetics, and preventing bone loss. | Replacement of missing teeth, support prosthetic restorations | Biocompatible, osseointegrating, strong, surface-treated, stable connection, long-term tooth replacement. | High primary stability, strong osseointegration, reduces bacterial infiltration � IRES Group | ø 4. 1Mm H 11. 5mm | Titanium (medical-grade) with SLA surface treatment � | Sterile | Cool, Dry Place, Keep Sterile Packaging, Avoid Contamination | 119 Months |  | Request Quote | To be confirmed | On Request |  |  |  |  | I-RES SAGL |  |  | No |  | 406
| DTC-0407 | Implantology | Endosseous Dental Implant | Volution (SVB4113I) | I-Res SAGL | Dental Implants | Switzerland | A dental implant is a titanium post placed in the jawbone to replace a missing tooth root and support restorations like crowns or bridges. | A dental implant is a biocompatible titanium fixture inserted into the jawbone, where it bonds with bone through osseointegration. It acts as a stable foundation for prosthetic teeth, restoring function, aesthetics, and preventing bone loss. | Replacement of missing teeth, support prosthetic restorations | Biocompatible, osseointegrating, strong, surface-treated, stable connection, long-term tooth replacement. | High primary stability, strong osseointegration, reduces bacterial infiltration � IRES Group | ø 4. 1Mm H 13mm | Titanium (medical-grade) with SLA surface treatment � | Sterile | Cool, Dry Place, Keep Sterile Packaging, Avoid Contamination | 120 Months |  | Request Quote | To be confirmed | On Request |  |  |  |  | I-RES SAGL |  |  | No |  | 407
| DTC-0408 | Implantology | Endosseous Dental Implant | Volution (SVB4116I) | I-Res SAGL | Dental Implants | Switzerland | A dental implant is a titanium post placed in the jawbone to replace a missing tooth root and support restorations like crowns or bridges. | A dental implant is a biocompatible titanium fixture inserted into the jawbone, where it bonds with bone through osseointegration. It acts as a stable foundation for prosthetic teeth, restoring function, aesthetics, and preventing bone loss. | Replacement of missing teeth, support prosthetic restorations | Biocompatible, osseointegrating, strong, surface-treated, stable connection, long-term tooth replacement. | High primary stability, strong osseointegration, reduces bacterial infiltration � IRES Group | ø 4. 1Mm H 16mm | Titanium (medical-grade) with SLA surface treatment � | Sterile | Cool, Dry Place, Keep Sterile Packaging, Avoid Contamination | 121 Months |  | Request Quote | To be confirmed | On Request |  |  |  |  | I-RES SAGL |  |  | No |  | 408
| DTC-0409 | Implantology | Endosseous Dental Implant | Volution (SVB4118I) | I-Res SAGL | Dental Implants | Switzerland | A dental implant is a titanium post placed in the jawbone to replace a missing tooth root and support restorations like crowns or bridges. | A dental implant is a biocompatible titanium fixture inserted into the jawbone, where it bonds with bone through osseointegration. It acts as a stable foundation for prosthetic teeth, restoring function, aesthetics, and preventing bone loss. | Replacement of missing teeth, support prosthetic restorations | Biocompatible, osseointegrating, strong, surface-treated, stable connection, long-term tooth replacement. | High primary stability, strong osseointegration, reduces bacterial infiltration � IRES Group | ø 4. 1Mm H 18mm | Titanium (medical-grade) with SLA surface treatment � | Sterile | Cool, Dry Place, Keep Sterile Packaging, Avoid Contamination | 122 Months |  | Request Quote | To be confirmed | On Request |  |  |  |  | I-RES SAGL |  |  | No |  | 409
| DTC-0410 | Implantology | Endosseous Dental Implant | Volution (SVB3711HYHA) | I-Res SAGL | Dental Implants | Switzerland | A dental implant is a titanium post placed in the jawbone to replace a missing tooth root and support restorations like crowns or bridges. | A dental implant is a biocompatible titanium fixture inserted into the jawbone, where it bonds with bone through osseointegration. It acts as a stable foundation for prosthetic teeth, restoring function, aesthetics, and preventing bone loss. | Replacement of missing teeth, support prosthetic restorations | Biocompatible, osseointegrating, strong, surface-treated, stable connection, long-term tooth replacement. | High primary stability, strong osseointegration, reduces bacterial infiltration � IRES Group | ø 3. 7Mm H 11. 5mm | Titanium (medical-grade) with SLA surface treatment � | Sterile | Cool, Dry Place, Keep Sterile Packaging, Avoid Contamination | 123 Months |  | Request Quote | To be confirmed | On Request |  |  |  |  | I-RES SAGL |  |  | No |  | 410
| DTC-0411 | Implantology | Endosseous Dental Implant | Volution (SVB4120I) | I-Res SAGL | Dental Implants | Switzerland | A dental implant is a titanium post placed in the jawbone to replace a missing tooth root and support restorations like crowns or bridges. | A dental implant is a biocompatible titanium fixture inserted into the jawbone, where it bonds with bone through osseointegration. It acts as a stable foundation for prosthetic teeth, restoring function, aesthetics, and preventing bone loss. | Replacement of missing teeth, support prosthetic restorations | Biocompatible, osseointegrating, strong, surface-treated, stable connection, long-term tooth replacement. | High primary stability, strong osseointegration, reduces bacterial infiltration � IRES Group | ø 4. 1Mm H 20mm | Titanium (medical-grade) with SLA surface treatment � | Sterile | Cool, Dry Place, Keep Sterile Packaging, Avoid Contamination | 124 Months |  | Request Quote | To be confirmed | On Request |  |  |  |  | I-RES SAGL |  |  | No |  | 411
| DTC-0412 | Implantology | Endosseous Dental Implant | Volution (SVB4124I) | I-Res SAGL | Dental Implants | Switzerland | A dental implant is a titanium post placed in the jawbone to replace a missing tooth root and support restorations like crowns or bridges. | A dental implant is a biocompatible titanium fixture inserted into the jawbone, where it bonds with bone through osseointegration. It acts as a stable foundation for prosthetic teeth, restoring function, aesthetics, and preventing bone loss. | Replacement of missing teeth, support prosthetic restorations | Biocompatible, osseointegrating, strong, surface-treated, stable connection, long-term tooth replacement. | High primary stability, strong osseointegration, reduces bacterial infiltration � IRES Group | ø 4. 1Mm H 24mm | Titanium (medical-grade) with SLA surface treatment � | Sterile | Cool, Dry Place, Keep Sterile Packaging, Avoid Contamination | 125 Months |  | Request Quote | To be confirmed | On Request |  |  |  |  | I-RES SAGL |  |  | No |  | 412
| DTC-0413 | Implantology | Endosseous Dental Implant | Volution (SVB4706I) | I-Res SAGL | Dental Implants | Switzerland | A dental implant is a titanium post placed in the jawbone to replace a missing tooth root and support restorations like crowns or bridges. | A dental implant is a biocompatible titanium fixture inserted into the jawbone, where it bonds with bone through osseointegration. It acts as a stable foundation for prosthetic teeth, restoring function, aesthetics, and preventing bone loss. | Replacement of missing teeth, support prosthetic restorations | Biocompatible, osseointegrating, strong, surface-treated, stable connection, long-term tooth replacement. | High primary stability, strong osseointegration, reduces bacterial infiltration � IRES Group | ø 4. 7Mm H 6. 5mm | Titanium (medical-grade) with SLA surface treatment � | Sterile | Cool, Dry Place, Keep Sterile Packaging, Avoid Contamination | 126 Months |  | Request Quote | To be confirmed | On Request |  |  |  |  | I-RES SAGL |  |  | No |  | 413
| DTC-0414 | Implantology | Endosseous Dental Implant | Volution (SVB4708I) | I-Res SAGL | Dental Implants | Switzerland | A dental implant is a titanium post placed in the jawbone to replace a missing tooth root and support restorations like crowns or bridges. | A dental implant is a biocompatible titanium fixture inserted into the jawbone, where it bonds with bone through osseointegration. It acts as a stable foundation for prosthetic teeth, restoring function, aesthetics, and preventing bone loss. | Replacement of missing teeth, support prosthetic restorations | Biocompatible, osseointegrating, strong, surface-treated, stable connection, long-term tooth replacement. | High primary stability, strong osseointegration, reduces bacterial infiltration � IRES Group | ø 4. 7Mm H 8mm | Titanium (medical-grade) with SLA surface treatment � | Sterile | Cool, Dry Place, Keep Sterile Packaging, Avoid Contamination | 96 Months |  | Request Quote | To be confirmed | On Request |  |  |  |  | I-RES SAGL |  |  | No |  | 414
| DTC-0415 | Implantology | Endosseous Dental Implant | Volution (SVB4710I) | I-Res SAGL | Dental Implants | Switzerland | A dental implant is a titanium post placed in the jawbone to replace a missing tooth root and support restorations like crowns or bridges. | A dental implant is a biocompatible titanium fixture inserted into the jawbone, where it bonds with bone through osseointegration. It acts as a stable foundation for prosthetic teeth, restoring function, aesthetics, and preventing bone loss. | Replacement of missing teeth, support prosthetic restorations | Biocompatible, osseointegrating, strong, surface-treated, stable connection, long-term tooth replacement. | High primary stability, strong osseointegration, reduces bacterial infiltration � IRES Group | ø 4. 7Mm H 10mm | Titanium (medical-grade) with SLA surface treatment � | Sterile | Cool, Dry Place, Keep Sterile Packaging, Avoid Contamination | 96 Months |  | Request Quote | To be confirmed | On Request |  |  |  |  | I-RES SAGL |  |  | No |  | 415
| DTC-0416 | Implantology | Endosseous Dental Implant | Volution (SVB4711I) | I-Res SAGL | Dental Implants | Switzerland | A dental implant is a titanium post placed in the jawbone to replace a missing tooth root and support restorations like crowns or bridges. | A dental implant is a biocompatible titanium fixture inserted into the jawbone, where it bonds with bone through osseointegration. It acts as a stable foundation for prosthetic teeth, restoring function, aesthetics, and preventing bone loss. | Replacement of missing teeth, support prosthetic restorations | Biocompatible, osseointegrating, strong, surface-treated, stable connection, long-term tooth replacement. | High primary stability, strong osseointegration, reduces bacterial infiltration � IRES Group | ø 4. 7Mm H 11. 5mm | Titanium (medical-grade) with SLA surface treatment � | Sterile | Cool, Dry Place, Keep Sterile Packaging, Avoid Contamination | 96 Months |  | Request Quote | To be confirmed | On Request |  |  |  |  | I-RES SAGL |  |  | No |  | 416
| DTC-0417 | Implantology | Endosseous Dental Implant | Volution (SVB4713I) | I-Res SAGL | Dental Implants | Switzerland | A dental implant is a titanium post placed in the jawbone to replace a missing tooth root and support restorations like crowns or bridges. | A dental implant is a biocompatible titanium fixture inserted into the jawbone, where it bonds with bone through osseointegration. It acts as a stable foundation for prosthetic teeth, restoring function, aesthetics, and preventing bone loss. | Replacement of missing teeth, support prosthetic restorations | Biocompatible, osseointegrating, strong, surface-treated, stable connection, long-term tooth replacement. | High primary stability, strong osseointegration, reduces bacterial infiltration � IRES Group | ø 4. 7Mm H 13mm | Titanium (medical-grade) with SLA surface treatment � | Sterile | Cool, Dry Place, Keep Sterile Packaging, Avoid Contamination | 96 Months |  | Request Quote | To be confirmed | On Request |  |  |  |  | I-RES SAGL |  |  | No |  | 417
| DTC-0418 | Implantology | Endosseous Dental Implant | Volution (SVB4716I) | I-Res SAGL | Dental Implants | Switzerland | A dental implant is a titanium post placed in the jawbone to replace a missing tooth root and support restorations like crowns or bridges. | A dental implant is a biocompatible titanium fixture inserted into the jawbone, where it bonds with bone through osseointegration. It acts as a stable foundation for prosthetic teeth, restoring function, aesthetics, and preventing bone loss. | Replacement of missing teeth, support prosthetic restorations | Biocompatible, osseointegrating, strong, surface-treated, stable connection, long-term tooth replacement. | High primary stability, strong osseointegration, reduces bacterial infiltration � IRES Group | ø 4. 7Mm H 16mm | Titanium (medical-grade) with SLA surface treatment � | Sterile | Cool, Dry Place, Keep Sterile Packaging, Avoid Contamination | 131 Months |  | Request Quote | To be confirmed | On Request |  |  |  |  | I-RES SAGL |  |  | No |  | 418
| DTC-0419 | Implantology | Endosseous Dental Implant | Volution (SVB4122I)) | I-Res SAGL | Dental Implants | Switzerland | A dental implant is a titanium post placed in the jawbone to replace a missing tooth root and support restorations like crowns or bridges. | A dental implant is a biocompatible titanium fixture inserted into the jawbone, where it bonds with bone through osseointegration. It acts as a stable foundation for prosthetic teeth, restoring function, aesthetics, and preventing bone loss. | Replacement of missing teeth, support prosthetic restorations | Biocompatible, osseointegrating, strong, surface-treated, stable connection, long-term tooth replacement. | High primary stability, strong osseointegration, reduces bacterial infiltration � IRES Group | ø 4. 1Mm H 22mm | Titanium (medical-grade) with SLA surface treatment � | Sterile | Cool, Dry Place, Keep Sterile Packaging, Avoid Contamination | 132 Months |  | Request Quote | To be confirmed | On Request |  |  |  |  | I-RES SAGL |  |  | No |  | 419
| DTC-0420 | Implantology | Endosseous Dental Implant | Volution (SVB3713HYHA) | I-Res SAGL | Dental Implants | Switzerland | A dental implant is a titanium post placed in the jawbone to replace a missing tooth root and support restorations like crowns or bridges. | A dental implant is a biocompatible titanium fixture inserted into the jawbone, where it bonds with bone through osseointegration. It acts as a stable foundation for prosthetic teeth, restoring function, aesthetics, and preventing bone loss. | Replacement of missing teeth, support prosthetic restorations | Biocompatible, osseointegrating, strong, surface-treated, stable connection, long-term tooth replacement. | High primary stability, strong osseointegration, reduces bacterial infiltration � IRES Group | ø 3. 7Mm H 13mm | Titanium (medical-grade) with SLA surface treatment � | Sterile | Cool, Dry Place, Keep Sterile Packaging, Avoid Contamination | 133 Months |  | Request Quote | To be confirmed | On Request |  |  |  |  | I-RES SAGL |  |  | No |  | 420
| DTC-0421 | Implantology | Endosseous Dental Implant | Volution (SVB3716HYHA) | I-Res SAGL | Dental Implants | Switzerland | A dental implant is a titanium post placed in the jawbone to replace a missing tooth root and support restorations like crowns or bridges. | A dental implant is a biocompatible titanium fixture inserted into the jawbone, where it bonds with bone through osseointegration. It acts as a stable foundation for prosthetic teeth, restoring function, aesthetics, and preventing bone loss. | Replacement of missing teeth, support prosthetic restorations | Biocompatible, osseointegrating, strong, surface-treated, stable connection, long-term tooth replacement. | High primary stability, strong osseointegration, reduces bacterial infiltration � IRES Group | ø 3. 7Mm H 16mm | Titanium (medical-grade) with SLA surface treatment � | Sterile | Cool, Dry Place, Keep Sterile Packaging, Avoid Contamination | 134 Months |  | Request Quote | To be confirmed | On Request |  |  |  |  | I-RES SAGL |  |  | No |  | 421
| DTC-0422 | Implantology | Endosseous Dental Implant | Volution (SVB3722HYHA) | I-Res SAGL | Dental Implants | Switzerland | A dental implant is a titanium post placed in the jawbone to replace a missing tooth root and support restorations like crowns or bridges. | A dental implant is a biocompatible titanium fixture inserted into the jawbone, where it bonds with bone through osseointegration. It acts as a stable foundation for prosthetic teeth, restoring function, aesthetics, and preventing bone loss. | Replacement of missing teeth, support prosthetic restorations | Biocompatible, osseointegrating, strong, surface-treated, stable connection, long-term tooth replacement. | High primary stability, strong osseointegration, reduces bacterial infiltration � IRES Group | ø 3. 7Mm H 22mm | Titanium (medical-grade) with SLA surface treatment � | Sterile | Cool, Dry Place, Keep Sterile Packaging, Avoid Contamination | 135 Months |  | Request Quote | To be confirmed | On Request |  |  |  |  | I-RES SAGL |  |  | No |  | 422
| DTC-0423 | Implantology | Endosseous Dental Implant | Volution (SVB4120HYHA) | I-Res SAGL | Dental Implants | Switzerland | A dental implant is a titanium post placed in the jawbone to replace a missing tooth root and support restorations like crowns or bridges. | A dental implant is a biocompatible titanium fixture inserted into the jawbone, where it bonds with bone through osseointegration. It acts as a stable foundation for prosthetic teeth, restoring function, aesthetics, and preventing bone loss. | Replacement of missing teeth, support prosthetic restorations | Biocompatible, osseointegrating, strong, surface-treated, stable connection, long-term tooth replacement. | High primary stability, strong osseointegration, reduces bacterial infiltration � IRES Group | ø 4. 1Mm H 20mm | Titanium (medical-grade) with SLA surface treatment � | Sterile | Cool, Dry Place, Keep Sterile Packaging, Avoid Contamination | 136 Months |  | Request Quote | To be confirmed | On Request |  |  |  |  | I-RES SAGL |  |  | No |  | 423
| DTC-0424 | Implantology | Endosseous Dental Implant | Volution (SVB4122HYHA) | I-Res SAGL | Dental Implants | Switzerland | A dental implant is a titanium post placed in the jawbone to replace a missing tooth root and support restorations like crowns or bridges. | A dental implant is a biocompatible titanium fixture inserted into the jawbone, where it bonds with bone through osseointegration. It acts as a stable foundation for prosthetic teeth, restoring function, aesthetics, and preventing bone loss. | Replacement of missing teeth, support prosthetic restorations | Biocompatible, osseointegrating, strong, surface-treated, stable connection, long-term tooth replacement. | High primary stability, strong osseointegration, reduces bacterial infiltration � IRES Group | ø 4. 1Mm H 22mm | Titanium (medical-grade) with SLA surface treatment � | Sterile | Cool, Dry Place, Keep Sterile Packaging, Avoid Contamination | 137 Months |  | Request Quote | To be confirmed | On Request |  |  |  |  | I-RES SAGL |  |  | No |  | 424
| DTC-0425 | Implantology | Endosseous Dental Implant | Volution (SVB4710HYHA) | I-Res SAGL | Dental Implants | Switzerland | A dental implant is a titanium post placed in the jawbone to replace a missing tooth root and support restorations like crowns or bridges. | A dental implant is a biocompatible titanium fixture inserted into the jawbone, where it bonds with bone through osseointegration. It acts as a stable foundation for prosthetic teeth, restoring function, aesthetics, and preventing bone loss. | Replacement of missing teeth, support prosthetic restorations | Biocompatible, osseointegrating, strong, surface-treated, stable connection, long-term tooth replacement. | High primary stability, strong osseointegration, reduces bacterial infiltration � IRES Group | ø 4. 7Mm H 10mm | Titanium (medical-grade) with SLA surface treatment � | Sterile | Cool, Dry Place, Keep Sterile Packaging, Avoid Contamination | 138 Months |  | Request Quote | To be confirmed | On Request |  |  |  |  | I-RES SAGL |  |  | No |  | 425
| DTC-0426 | Implantology | Endosseous Dental Implant | Volution (SVB4711HYHA) | I-Res SAGL | Dental Implants | Switzerland | A dental implant is a titanium post placed in the jawbone to replace a missing tooth root and support restorations like crowns or bridges. | A dental implant is a biocompatible titanium fixture inserted into the jawbone, where it bonds with bone through osseointegration. It acts as a stable foundation for prosthetic teeth, restoring function, aesthetics, and preventing bone loss. | Replacement of missing teeth, support prosthetic restorations | Biocompatible, osseointegrating, strong, surface-treated, stable connection, long-term tooth replacement. | High primary stability, strong osseointegration, reduces bacterial infiltration � IRES Group | ø 4. 7Mm H 11. 5mm | Titanium (medical-grade) with SLA surface treatment � | Sterile | Cool, Dry Place, Keep Sterile Packaging, Avoid Contamination | 139 Months |  | Request Quote | To be confirmed | On Request |  |  |  |  | I-RES SAGL |  |  | No |  | 426
| DTC-0427 | Implantology | Endosseous Dental Implant | Volution (SVB4713HYHA) | I-Res SAGL | Dental Implants | Switzerland | A dental implant is a titanium post placed in the jawbone to replace a missing tooth root and support restorations like crowns or bridges. | A dental implant is a biocompatible titanium fixture inserted into the jawbone, where it bonds with bone through osseointegration. It acts as a stable foundation for prosthetic teeth, restoring function, aesthetics, and preventing bone loss. | Replacement of missing teeth, support prosthetic restorations | Biocompatible, osseointegrating, strong, surface-treated, stable connection, long-term tooth replacement. | High primary stability, strong osseointegration, reduces bacterial infiltration � IRES Group | ø 4. 7Mm H 13mm | Titanium (medical-grade) with SLA surface treatment � | Sterile | Cool, Dry Place, Keep Sterile Packaging, Avoid Contamination | 140 Months |  | Request Quote | To be confirmed | On Request |  |  |  |  | I-RES SAGL |  |  | No |  | 427
| DTC-0428 | Implantology | Endosseous Dental Implant | Volution (SVB4716HYHA) | I-Res SAGL | Dental Implants | Switzerland | A dental implant is a titanium post placed in the jawbone to replace a missing tooth root and support restorations like crowns or bridges. | A dental implant is a biocompatible titanium fixture inserted into the jawbone, where it bonds with bone through osseointegration. It acts as a stable foundation for prosthetic teeth, restoring function, aesthetics, and preventing bone loss. | Replacement of missing teeth, support prosthetic restorations | Biocompatible, osseointegrating, strong, surface-treated, stable connection, long-term tooth replacement. | High primary stability, strong osseointegration, reduces bacterial infiltration � IRES Group | ø 4. 7Mm H 16mm | Titanium (medical-grade) with SLA surface treatment � | Sterile | Cool, Dry Place, Keep Sterile Packaging, Avoid Contamination | 141 Months |  | Request Quote | To be confirmed | On Request |  |  |  |  | I-RES SAGL |  |  | No |  | 428
| DTC-0429 | Implantology | Endosseous Dental Implant | Volution (SVB5206HYHA) | I-Res SAGL | Dental Implants | Switzerland | A dental implant is a titanium post placed in the jawbone to replace a missing tooth root and support restorations like crowns or bridges. | A dental implant is a biocompatible titanium fixture inserted into the jawbone, where it bonds with bone through osseointegration. It acts as a stable foundation for prosthetic teeth, restoring function, aesthetics, and preventing bone loss. | Replacement of missing teeth, support prosthetic restorations | Biocompatible, osseointegrating, strong, surface-treated, stable connection, long-term tooth replacement. | High primary stability, strong osseointegration, reduces bacterial infiltration � IRES Group | ø 5. 2Mm H 6. 5mm | Titanium (medical-grade) with SLA surface treatment � | Sterile | Cool, Dry Place, Keep Sterile Packaging, Avoid Contamination | 96 Months |  | Request Quote | To be confirmed | On Request |  |  |  |  | I-RES SAGL |  |  | No |  | 429
| DTC-0430 | Implantology | Endosseous Dental Implant | Volution (SVB4118HYHA) | I-Res SAGL | Dental Implants | Switzerland | A dental implant is a titanium post placed in the jawbone to replace a missing tooth root and support restorations like crowns or bridges. | A dental implant is a biocompatible titanium fixture inserted into the jawbone, where it bonds with bone through osseointegration. It acts as a stable foundation for prosthetic teeth, restoring function, aesthetics, and preventing bone loss. | Replacement of missing teeth, support prosthetic restorations | Biocompatible, osseointegrating, strong, surface-treated, stable connection, long-term tooth replacement. | High primary stability, strong osseointegration, reduces bacterial infiltration � IRES Group | ø 4. 1Mm H 18mm | Titanium (medical-grade) with SLA surface treatment � | Sterile | Cool, Dry Place, Keep Sterile Packaging, Avoid Contamination | 96 Months |  | Request Quote | To be confirmed | On Request |  |  |  |  | I-RES SAGL |  |  | No |  | 430
| DTC-0431 | Implantology | Endosseous Dental Implant | Volution (SVB5208HYHA) | I-Res SAGL | Dental Implants | Switzerland | A dental implant is a titanium post placed in the jawbone to replace a missing tooth root and support restorations like crowns or bridges. | A dental implant is a biocompatible titanium fixture inserted into the jawbone, where it bonds with bone through osseointegration. It acts as a stable foundation for prosthetic teeth, restoring function, aesthetics, and preventing bone loss. | Replacement of missing teeth, support prosthetic restorations | Biocompatible, osseointegrating, strong, surface-treated, stable connection, long-term tooth replacement. | High primary stability, strong osseointegration, reduces bacterial infiltration � IRES Group | ø 5. 2Mm H 8mm | Titanium (medical-grade) with SLA surface treatment � | Sterile | Cool, Dry Place, Keep Sterile Packaging, Avoid Contamination | 144 Months |  | Request Quote | To be confirmed | On Request |  |  |  |  | I-RES SAGL |  |  | No |  | 431
| DTC-0432 | Implantology | Endosseous Dental Implant | Volution (SVB5211HYHA) | I-Res SAGL | Dental Implants | Switzerland | A dental implant is a titanium post placed in the jawbone to replace a missing tooth root and support restorations like crowns or bridges. | A dental implant is a biocompatible titanium fixture inserted into the jawbone, where it bonds with bone through osseointegration. It acts as a stable foundation for prosthetic teeth, restoring function, aesthetics, and preventing bone loss. | Replacement of missing teeth, support prosthetic restorations | Biocompatible, osseointegrating, strong, surface-treated, stable connection, long-term tooth replacement. | High primary stability, strong osseointegration, reduces bacterial infiltration � IRES Group | ø 5. 2Mm H 11. 5mm | Titanium (medical-grade) with SLA surface treatment � | Sterile | Cool, Dry Place, Keep Sterile Packaging, Avoid Contamination | 96 Months |  | Request Quote | To be confirmed | On Request |  |  |  |  | I-RES SAGL |  |  | No |  | 432
| DTC-0433 | Implantology | Endosseous Dental Implant | Volution (SVB5213HYHA) | I-Res SAGL | Dental Implants | Switzerland | A dental implant is a titanium post placed in the jawbone to replace a missing tooth root and support restorations like crowns or bridges. | A dental implant is a biocompatible titanium fixture inserted into the jawbone, where it bonds with bone through osseointegration. It acts as a stable foundation for prosthetic teeth, restoring function, aesthetics, and preventing bone loss. | Replacement of missing teeth, support prosthetic restorations | Biocompatible, osseointegrating, strong, surface-treated, stable connection, long-term tooth replacement. | High primary stability, strong osseointegration, reduces bacterial infiltration � IRES Group | ø 5. 2Mm H 13mm | Titanium (medical-grade) with SLA surface treatment � | Sterile | Cool, Dry Place, Keep Sterile Packaging, Avoid Contamination | 96 Months |  | Request Quote | To be confirmed | On Request |  |  |  |  | I-RES SAGL |  |  | No |  | 433
| DTC-0434 | Implantology | Endosseous Dental Implant | Volution (SVB5216HYHA) | I-Res SAGL | Dental Implants | Switzerland | A dental implant is a titanium post placed in the jawbone to replace a missing tooth root and support restorations like crowns or bridges. | A dental implant is a biocompatible titanium fixture inserted into the jawbone, where it bonds with bone through osseointegration. It acts as a stable foundation for prosthetic teeth, restoring function, aesthetics, and preventing bone loss. | Replacement of missing teeth, support prosthetic restorations | Biocompatible, osseointegrating, strong, surface-treated, stable connection, long-term tooth replacement. | High primary stability, strong osseointegration, reduces bacterial infiltration � IRES Group | ø 5. 2Mm H 16mm | Titanium (medical-grade) with SLA surface treatment � | Sterile | Cool, Dry Place, Keep Sterile Packaging, Avoid Contamination | 96 Months |  | Request Quote | To be confirmed | On Request |  |  |  |  | I-RES SAGL |  |  | No |  | 434
| DTC-0435 | Implantology | Endosseous Dental Implant | Volution (SVB4124HYHA) | I-Res SAGL | Dental Implants | Switzerland | A dental implant is a titanium post placed in the jawbone to replace a missing tooth root and support restorations like crowns or bridges. | A dental implant is a biocompatible titanium fixture inserted into the jawbone, where it bonds with bone through osseointegration. It acts as a stable foundation for prosthetic teeth, restoring function, aesthetics, and preventing bone loss. | Replacement of missing teeth, support prosthetic restorations | Biocompatible, osseointegrating, strong, surface-treated, stable connection, long-term tooth replacement. | High primary stability, strong osseointegration, reduces bacterial infiltration � IRES Group | ø 4. 1Mm H 24mm | Titanium (medical-grade) with SLA surface treatment � | Sterile | Cool, Dry Place, Keep Sterile Packaging, Avoid Contamination | 96 Months |  | Request Quote | To be confirmed | On Request |  |  |  |  | I-RES SAGL |  |  | No |  | 435
| DTC-0436 | Implantology | Endosseous Dental Implant | Volution (SVB4706HYHA) | I-Res SAGL | Dental Implants | Switzerland | A dental implant is a titanium post placed in the jawbone to replace a missing tooth root and support restorations like crowns or bridges. | A dental implant is a biocompatible titanium fixture inserted into the jawbone, where it bonds with bone through osseointegration. It acts as a stable foundation for prosthetic teeth, restoring function, aesthetics, and preventing bone loss. | Replacement of missing teeth, support prosthetic restorations | Biocompatible, osseointegrating, strong, surface-treated, stable connection, long-term tooth replacement. | High primary stability, strong osseointegration, reduces bacterial infiltration � IRES Group | ø 4. 7Mm H 6. 5mm | Titanium (medical-grade) with SLA surface treatment � | Sterile | Cool, Dry Place, Keep Sterile Packaging, Avoid Contamination | 149 Months |  | Request Quote | To be confirmed | On Request |  |  |  |  | I-RES SAGL |  |  | No |  | 436
| DTC-0437 | Implantology | Endosseous Dental Implant | Volution (SVB4708HYHA) | I-Res SAGL | Dental Implants | Switzerland | A dental implant is a titanium post placed in the jawbone to replace a missing tooth root and support restorations like crowns or bridges. | A dental implant is a biocompatible titanium fixture inserted into the jawbone, where it bonds with bone through osseointegration. It acts as a stable foundation for prosthetic teeth, restoring function, aesthetics, and preventing bone loss. | Replacement of missing teeth, support prosthetic restorations | Biocompatible, osseointegrating, strong, surface-treated, stable connection, long-term tooth replacement. | High primary stability, strong osseointegration, reduces bacterial infiltration � IRES Group | ø 4. 7Mm H 8mm | Titanium (medical-grade) with SLA surface treatment � | Sterile | Cool, Dry Place, Keep Sterile Packaging, Avoid Contamination | 150 Months |  | Request Quote | To be confirmed | On Request |  |  |  |  | I-RES SAGL |  |  | No |  | 437
| DTC-0438 | Implantology | Endosseous Dental Implant | Volution (SVB3722I) | I-Res SAGL | Dental Implants | Switzerland | A dental implant is a titanium post placed in the jawbone to replace a missing tooth root and support restorations like crowns or bridges. | A dental implant is a biocompatible titanium fixture inserted into the jawbone, where it bonds with bone through osseointegration. It acts as a stable foundation for prosthetic teeth, restoring function, aesthetics, and preventing bone loss. | Replacement of missing teeth, support prosthetic restorations | Biocompatible, osseointegrating, strong, surface-treated, stable connection, long-term tooth replacement. | High primary stability, strong osseointegration, reduces bacterial infiltration � IRES Group | ø 3. 7Mm H 22mm | Titanium (medical-grade) with SLA surface treatment � | Sterile | Cool, Dry Place, Keep Sterile Packaging, Avoid Contamination | 96 Months |  | Request Quote | To be confirmed | On Request |  |  |  |  | I-RES SAGL |  |  | No |  | 438
| DTC-0439 | Implantology | Endosseous Dental Implant | Volution (SVB5210HYHA) | I-Res SAGL | Dental Implants | Switzerland | A dental implant is a titanium post placed in the jawbone to replace a missing tooth root and support restorations like crowns or bridges. | A dental implant is a biocompatible titanium fixture inserted into the jawbone, where it bonds with bone through osseointegration. It acts as a stable foundation for prosthetic teeth, restoring function, aesthetics, and preventing bone loss. | Replacement of missing teeth, support prosthetic restorations | Biocompatible, osseointegrating, strong, surface-treated, stable connection, long-term tooth replacement. | High primary stability, strong osseointegration, reduces bacterial infiltration � IRES Group | ø 5. 2Mm H 10mm | Titanium (medical-grade) with SLA surface treatment � | Sterile | Cool, Dry Place, Keep Sterile Packaging, Avoid Contamination | 96 Months |  | Request Quote | To be confirmed | On Request |  |  |  |  | I-RES SAGL |  |  | No |  | 439
| DTC-0440 | Implantology | Endosseous Dental Implant | Volution (SVB3824I) | I-Res SAGL | Dental Implants | Switzerland | A dental implant is a titanium post placed in the jawbone to replace a missing tooth root and support restorations like crowns or bridges. | A dental implant is a biocompatible titanium fixture inserted into the jawbone, where it bonds with bone through osseointegration. It acts as a stable foundation for prosthetic teeth, restoring function, aesthetics, and preventing bone loss. | Replacement of missing teeth, support prosthetic restorations | Biocompatible, osseointegrating, strong, surface-treated, stable connection, long-term tooth replacement. | High primary stability, strong osseointegration, reduces bacterial infiltration � IRES Group | ø 3. 7Mm H 24mm | Titanium (medical-grade) with SLA surface treatment � | Sterile | Cool, Dry Place, Keep Sterile Packaging, Avoid Contamination | 96 Months |  | Request Quote | To be confirmed | On Request |  |  |  |  | I-RES SAGL |  |  | No |  | 440
| DTC-0441 | Implantology | Endosseous Dental Implant | Volution (SVB4116HYHA) | I-Res SAGL | Dental Implants | Switzerland | A dental implant is a titanium post placed in the jawbone to replace a missing tooth root and support restorations like crowns or bridges. | A dental implant is a biocompatible titanium fixture inserted into the jawbone, where it bonds with bone through osseointegration. It acts as a stable foundation for prosthetic teeth, restoring function, aesthetics, and preventing bone loss. | Replacement of missing teeth, support prosthetic restorations | Biocompatible, osseointegrating, strong, surface-treated, stable connection, long-term tooth replacement. | High primary stability, strong osseointegration, reduces bacterial infiltration � IRES Group | ø 4. 1Mm H 16mm | Titanium (medical-grade) with SLA surface treatment � | Sterile | Cool, Dry Place, Keep Sterile Packaging, Avoid Contamination | 96 Months |  | Request Quote | To be confirmed | On Request |  |  |  |  | I-RES SAGL |  |  | No |  | 441
| DTC-0442 | Implantology | Endosseous Dental Implant | Volution (SVB3718HYHA) | I-Res SAGL | Dental Implants | Switzerland | A dental implant is a titanium post placed in the jawbone to replace a missing tooth root and support restorations like crowns or bridges. | A dental implant is a biocompatible titanium fixture inserted into the jawbone, where it bonds with bone through osseointegration. It acts as a stable foundation for prosthetic teeth, restoring function, aesthetics, and preventing bone loss. | Replacement of missing teeth, support prosthetic restorations | Biocompatible, osseointegrating, strong, surface-treated, stable connection, long-term tooth replacement. | High primary stability, strong osseointegration, reduces bacterial infiltration � IRES Group | ø 3. 7Mm H 18mm | Titanium (medical-grade) with SLA surface treatment � | Sterile | Cool, Dry Place, Keep Sterile Packaging, Avoid Contamination | 96 Months |  | Request Quote | To be confirmed | On Request |  |  |  |  | I-RES SAGL |  |  | No |  | 442
| DTC-0443 | Implantology | Endosseous Dental Implant | Volution (SVB3724HYHA) | I-Res SAGL | Dental Implants | Switzerland | A dental implant is a titanium post placed in the jawbone to replace a missing tooth root and support restorations like crowns or bridges. | A dental implant is a biocompatible titanium fixture inserted into the jawbone, where it bonds with bone through osseointegration. It acts as a stable foundation for prosthetic teeth, restoring function, aesthetics, and preventing bone loss. | Replacement of missing teeth, support prosthetic restorations | Biocompatible, osseointegrating, strong, surface-treated, stable connection, long-term tooth replacement. | High primary stability, strong osseointegration, reduces bacterial infiltration � IRES Group | ø 3. 7Mm H 24mm | Titanium (medical-grade) with SLA surface treatment � | Sterile | Cool, Dry Place, Keep Sterile Packaging, Avoid Contamination | 96 Months |  | Request Quote | To be confirmed | On Request |  |  |  |  | I-RES SAGL |  |  | No |  | 443
| DTC-0444 | Implantology | Endosseous Dental Implant | Volution (SVB3806HYHA) | I-Res SAGL | Dental Implants | Switzerland | A dental implant is a titanium post placed in the jawbone to replace a missing tooth root and support restorations like crowns or bridges. | A dental implant is a biocompatible titanium fixture inserted into the jawbone, where it bonds with bone through osseointegration. It acts as a stable foundation for prosthetic teeth, restoring function, aesthetics, and preventing bone loss. | Replacement of missing teeth, support prosthetic restorations | Biocompatible, osseointegrating, strong, surface-treated, stable connection, long-term tooth replacement. | High primary stability, strong osseointegration, reduces bacterial infiltration � IRES Group | ø 3. 7Mm H 6. 5mm | Titanium (medical-grade) with SLA surface treatment � | Sterile | Cool, Dry Place, Keep Sterile Packaging, Avoid Contamination | 96 Months |  | Request Quote | To be confirmed | On Request |  |  |  |  | I-RES SAGL |  |  | No |  | 444
| DTC-0445 | Implantology | Endosseous Dental Implant | Volution (SVB3808HYHA) | I-Res SAGL | Dental Implants | Switzerland | A dental implant is a titanium post placed in the jawbone to replace a missing tooth root and support restorations like crowns or bridges. | A dental implant is a biocompatible titanium fixture inserted into the jawbone, where it bonds with bone through osseointegration. It acts as a stable foundation for prosthetic teeth, restoring function, aesthetics, and preventing bone loss. | Replacement of missing teeth, support prosthetic restorations | Biocompatible, osseointegrating, strong, surface-treated, stable connection, long-term tooth replacement. | High primary stability, strong osseointegration, reduces bacterial infiltration � IRES Group | ø 3. 7Mm H 8mm | Titanium (medical-grade) with SLA surface treatment � | Sterile | Cool, Dry Place, Keep Sterile Packaging, Avoid Contamination | 96 Months |  | Request Quote | To be confirmed | On Request |  |  |  |  | I-RES SAGL |  |  | No |  | 445
| DTC-0446 | Implantology | Endosseous Dental Implant | Volution (SVB3810HYHA) | I-Res SAGL | Dental Implants | Switzerland | A dental implant is a titanium post placed in the jawbone to replace a missing tooth root and support restorations like crowns or bridges. | A dental implant is a biocompatible titanium fixture inserted into the jawbone, where it bonds with bone through osseointegration. It acts as a stable foundation for prosthetic teeth, restoring function, aesthetics, and preventing bone loss. | Replacement of missing teeth, support prosthetic restorations | Biocompatible, osseointegrating, strong, surface-treated, stable connection, long-term tooth replacement. | High primary stability, strong osseointegration, reduces bacterial infiltration � IRES Group | ø 3. 7Mm H 10mm | Titanium (medical-grade) with SLA surface treatment � | Sterile | Cool, Dry Place, Keep Sterile Packaging, Avoid Contamination | 96 Months |  | Request Quote | To be confirmed | On Request |  |  |  |  | I-RES SAGL |  |  | No |  | 446
| DTC-0447 | Implantology | Endosseous Dental Implant | Volution (SVB3811HYHA) | I-Res SAGL | Dental Implants | Switzerland | A dental implant is a titanium post placed in the jawbone to replace a missing tooth root and support restorations like crowns or bridges. | A dental implant is a biocompatible titanium fixture inserted into the jawbone, where it bonds with bone through osseointegration. It acts as a stable foundation for prosthetic teeth, restoring function, aesthetics, and preventing bone loss. | Replacement of missing teeth, support prosthetic restorations | Biocompatible, osseointegrating, strong, surface-treated, stable connection, long-term tooth replacement. | High primary stability, strong osseointegration, reduces bacterial infiltration � IRES Group | ø 3. 7Mm H 11. 5mm | Titanium (medical-grade) with SLA surface treatment � | Sterile | Cool, Dry Place, Keep Sterile Packaging, Avoid Contamination | 160 Months |  | Request Quote | To be confirmed | On Request |  |  |  |  | I-RES SAGL |  |  | No |  | 447
| DTC-0448 | Implantology | Endosseous Dental Implant | Volution (SVB3813HYHA) | I-Res SAGL | Dental Implants | Switzerland | A dental implant is a titanium post placed in the jawbone to replace a missing tooth root and support restorations like crowns or bridges. | A dental implant is a biocompatible titanium fixture inserted into the jawbone, where it bonds with bone through osseointegration. It acts as a stable foundation for prosthetic teeth, restoring function, aesthetics, and preventing bone loss. | Replacement of missing teeth, support prosthetic restorations | Biocompatible, osseointegrating, strong, surface-treated, stable connection, long-term tooth replacement. | High primary stability, strong osseointegration, reduces bacterial infiltration � IRES Group | ø 3. 7Mm H 13mm | Titanium (medical-grade) with SLA surface treatment � | Sterile | Cool, Dry Place, Keep Sterile Packaging, Avoid Contamination | 96 Months |  | Request Quote | To be confirmed | On Request |  |  |  |  | I-RES SAGL |  |  | No |  | 448
| DTC-0449 | Implantology | Endosseous Dental Implant | Volution (SVB3816HYHA) | I-Res SAGL | Dental Implants | Switzerland | A dental implant is a titanium post placed in the jawbone to replace a missing tooth root and support restorations like crowns or bridges. | A dental implant is a biocompatible titanium fixture inserted into the jawbone, where it bonds with bone through osseointegration. It acts as a stable foundation for prosthetic teeth, restoring function, aesthetics, and preventing bone loss. | Replacement of missing teeth, support prosthetic restorations | Biocompatible, osseointegrating, strong, surface-treated, stable connection, long-term tooth replacement. | High primary stability, strong osseointegration, reduces bacterial infiltration � IRES Group | ø 3. 7Mm H 16mm | Titanium (medical-grade) with SLA surface treatment � | Sterile | Cool, Dry Place, Keep Sterile Packaging, Avoid Contamination | 96 Months |  | Request Quote | To be confirmed | On Request |  |  |  |  | I-RES SAGL |  |  | No |  | 449
| DTC-0450 | Implantology | Endosseous Dental Implant | Volution (SVB3720HYHA) | I-Res SAGL | Dental Implants | Switzerland | A dental implant is a titanium post placed in the jawbone to replace a missing tooth root and support restorations like crowns or bridges. | A dental implant is a biocompatible titanium fixture inserted into the jawbone, where it bonds with bone through osseointegration. It acts as a stable foundation for prosthetic teeth, restoring function, aesthetics, and preventing bone loss. | Replacement of missing teeth, support prosthetic restorations | Biocompatible, osseointegrating, strong, surface-treated, stable connection, long-term tooth replacement. | High primary stability, strong osseointegration, reduces bacterial infiltration � IRES Group | ø 3. 7Mm H 20mm | Titanium (medical-grade) with SLA surface treatment � | Sterile | Cool, Dry Place, Keep Sterile Packaging, Avoid Contamination | 96 Months |  | Request Quote | To be confirmed | On Request |  |  |  |  | I-RES SAGL |  |  | No |  | 450
| DTC-0451 | Implantology | Endosseous Dental Implant | Volution (SVB3818HYHA) | I-Res SAGL | Dental Implants | Switzerland | A dental implant is a titanium post placed in the jawbone to replace a missing tooth root and support restorations like crowns or bridges. | A dental implant is a biocompatible titanium fixture inserted into the jawbone, where it bonds with bone through osseointegration. It acts as a stable foundation for prosthetic teeth, restoring function, aesthetics, and preventing bone loss. | Replacement of missing teeth, support prosthetic restorations | Biocompatible, osseointegrating, strong, surface-treated, stable connection, long-term tooth replacement. | High primary stability, strong osseointegration, reduces bacterial infiltration � IRES Group | ø 3. 7Mm H 18mm | Titanium (medical-grade) with SLA surface treatment � | Sterile | Cool, Dry Place, Keep Sterile Packaging, Avoid Contamination | 96 Months |  | Request Quote | To be confirmed | On Request |  |  |  |  | I-RES SAGL |  |  | No |  | 451
| DTC-0452 | Implantology | Endosseous Dental Implant | Volution (SVB3822HYHA) | I-Res SAGL | Dental Implants | Switzerland | A dental implant is a titanium post placed in the jawbone to replace a missing tooth root and support restorations like crowns or bridges. | A dental implant is a biocompatible titanium fixture inserted into the jawbone, where it bonds with bone through osseointegration. It acts as a stable foundation for prosthetic teeth, restoring function, aesthetics, and preventing bone loss. | Replacement of missing teeth, support prosthetic restorations | Biocompatible, osseointegrating, strong, surface-treated, stable connection, long-term tooth replacement. | High primary stability, strong osseointegration, reduces bacterial infiltration � IRES Group | ø 3. 7Mm H 22mm | Titanium (medical-grade) with SLA surface treatment � | Sterile | Cool, Dry Place, Keep Sterile Packaging, Avoid Contamination | 165 Months |  | Request Quote | To be confirmed | On Request |  |  |  |  | I-RES SAGL |  |  | No |  | 452
| DTC-0453 | Implantology | Endosseous Dental Implant | Volution (SVB3824HYHA) | I-Res SAGL | Dental Implants | Switzerland | A dental implant is a titanium post placed in the jawbone to replace a missing tooth root and support restorations like crowns or bridges. | A dental implant is a biocompatible titanium fixture inserted into the jawbone, where it bonds with bone through osseointegration. It acts as a stable foundation for prosthetic teeth, restoring function, aesthetics, and preventing bone loss. | Replacement of missing teeth, support prosthetic restorations | Biocompatible, osseointegrating, strong, surface-treated, stable connection, long-term tooth replacement. | High primary stability, strong osseointegration, reduces bacterial infiltration � IRES Group | ø 3. 7Mm H 24mm | Titanium (medical-grade) with SLA surface treatment � | Sterile | Cool, Dry Place, Keep Sterile Packaging, Avoid Contamination | 96 Months |  | Request Quote | To be confirmed | On Request |  |  |  |  | I-RES SAGL |  |  | No |  | 453
| DTC-0454 | Implantology | Endosseous Dental Implant | Volution (SVB4106HYHA) | I-Res SAGL | Dental Implants | Switzerland | A dental implant is a titanium post placed in the jawbone to replace a missing tooth root and support restorations like crowns or bridges. | A dental implant is a biocompatible titanium fixture inserted into the jawbone, where it bonds with bone through osseointegration. It acts as a stable foundation for prosthetic teeth, restoring function, aesthetics, and preventing bone loss. | Replacement of missing teeth, support prosthetic restorations | Biocompatible, osseointegrating, strong, surface-treated, stable connection, long-term tooth replacement. | High primary stability, strong osseointegration, reduces bacterial infiltration � IRES Group | ø 4. 1Mm H 6. 5mm | Titanium (medical-grade) with SLA surface treatment � | Sterile | Cool, Dry Place, Keep Sterile Packaging, Avoid Contamination | 96 Months |  | Request Quote | To be confirmed | On Request |  |  |  |  | I-RES SAGL |  |  | No |  | 454
| DTC-0455 | Implantology | Endosseous Dental Implant | Volution (SVB4108HYHA) | I-Res SAGL | Dental Implants | Switzerland | A dental implant is a titanium post placed in the jawbone to replace a missing tooth root and support restorations like crowns or bridges. | A dental implant is a biocompatible titanium fixture inserted into the jawbone, where it bonds with bone through osseointegration. It acts as a stable foundation for prosthetic teeth, restoring function, aesthetics, and preventing bone loss. | Replacement of missing teeth, support prosthetic restorations | Biocompatible, osseointegrating, strong, surface-treated, stable connection, long-term tooth replacement. | High primary stability, strong osseointegration, reduces bacterial infiltration � IRES Group | ø 4. 1Mm H 8mm | Titanium (medical-grade) with SLA surface treatment � | Sterile | Cool, Dry Place, Keep Sterile Packaging, Avoid Contamination | 96 Months |  | Request Quote | To be confirmed | On Request |  |  |  |  | I-RES SAGL |  |  | No |  | 455
| DTC-0456 | Implantology | Endosseous Dental Implant | Volution (SVB4110HYHA) | I-Res SAGL | Dental Implants | Switzerland | A dental implant is a titanium post placed in the jawbone to replace a missing tooth root and support restorations like crowns or bridges. | A dental implant is a biocompatible titanium fixture inserted into the jawbone, where it bonds with bone through osseointegration. It acts as a stable foundation for prosthetic teeth, restoring function, aesthetics, and preventing bone loss. | Replacement of missing teeth, support prosthetic restorations | Biocompatible, osseointegrating, strong, surface-treated, stable connection, long-term tooth replacement. | High primary stability, strong osseointegration, reduces bacterial infiltration � IRES Group | ø 4. 1Mm H 10mm | Titanium (medical-grade) with SLA surface treatment � | Sterile | Cool, Dry Place, Keep Sterile Packaging, Avoid Contamination | 96 Months |  | Request Quote | To be confirmed | On Request |  |  |  |  | I-RES SAGL |  |  | No |  | 456
| DTC-0457 | Implantology | Endosseous Dental Implant | Volution (SVB4111HYHA) | I-Res SAGL | Dental Implants | Switzerland | A dental implant is a titanium post placed in the jawbone to replace a missing tooth root and support restorations like crowns or bridges. | A dental implant is a biocompatible titanium fixture inserted into the jawbone, where it bonds with bone through osseointegration. It acts as a stable foundation for prosthetic teeth, restoring function, aesthetics, and preventing bone loss. | Replacement of missing teeth, support prosthetic restorations | Biocompatible, osseointegrating, strong, surface-treated, stable connection, long-term tooth replacement. | High primary stability, strong osseointegration, reduces bacterial infiltration � IRES Group | ø 4. 1Mm H 11. 5mm | Titanium (medical-grade) with SLA surface treatment � | Sterile | Cool, Dry Place, Keep Sterile Packaging, Avoid Contamination | 96 Months |  | Request Quote | To be confirmed | On Request |  |  |  |  | I-RES SAGL |  |  | No |  | 457
| DTC-0458 | Implantology | Endosseous Dental Implant | Volution (SVB4113HYHA) | I-Res SAGL | Dental Implants | Switzerland | A dental implant is a titanium post placed in the jawbone to replace a missing tooth root and support restorations like crowns or bridges. | A dental implant is a biocompatible titanium fixture inserted into the jawbone, where it bonds with bone through osseointegration. It acts as a stable foundation for prosthetic teeth, restoring function, aesthetics, and preventing bone loss. | Replacement of missing teeth, support prosthetic restorations | Biocompatible, osseointegrating, strong, surface-treated, stable connection, long-term tooth replacement. | High primary stability, strong osseointegration, reduces bacterial infiltration � IRES Group | ø 4. 1Mm H 13mm | Titanium (medical-grade) with SLA surface treatment � | Sterile | Cool, Dry Place, Keep Sterile Packaging, Avoid Contamination | 96 Months |  | Request Quote | To be confirmed | On Request |  |  |  |  | I-RES SAGL |  |  | No |  | 458
| DTC-0459 | Implantology | Endosseous Dental Implant | Volution (SVB3820HYHA) | I-Res SAGL | Dental Implants | Switzerland | A dental implant is a titanium post placed in the jawbone to replace a missing tooth root and support restorations like crowns or bridges. | A dental implant is a biocompatible titanium fixture inserted into the jawbone, where it bonds with bone through osseointegration. It acts as a stable foundation for prosthetic teeth, restoring function, aesthetics, and preventing bone loss. | Replacement of missing teeth, support prosthetic restorations | Biocompatible, osseointegrating, strong, surface-treated, stable connection, long-term tooth replacement. | High primary stability, strong osseointegration, reduces bacterial infiltration � IRES Group | ø 3. 7Mm H 20mm | Titanium (medical-grade) with SLA surface treatment � | Sterile | Cool, Dry Place, Keep Sterile Packaging, Avoid Contamination | 96 Months |  | Request Quote | To be confirmed | On Request |  |  |  |  | I-RES SAGL |  |  | No |  | 459
| DTC-0460 | Implantology | Endosseous Dental Implant | Volution (SVB3822I) | I-Res SAGL | Dental Implants | Switzerland | A dental implant is a titanium post placed in the jawbone to replace a missing tooth root and support restorations like crowns or bridges. | A dental implant is a biocompatible titanium fixture inserted into the jawbone, where it bonds with bone through osseointegration. It acts as a stable foundation for prosthetic teeth, restoring function, aesthetics, and preventing bone loss. | Replacement of missing teeth, support prosthetic restorations | Biocompatible, osseointegrating, strong, surface-treated, stable connection, long-term tooth replacement. | High primary stability, strong osseointegration, reduces bacterial infiltration � IRES Group | ø 3. 7Mm H 22mm | Titanium (medical-grade) with SLA surface treatment � | Sterile | Cool, Dry Place, Keep Sterile Packaging, Avoid Contamination | 96 Months |  | Request Quote | To be confirmed | On Request |  |  |  |  | I-RES SAGL |  |  | No |  | 460
| DTC-0461 | Implantology | Endosseous Dental Implant | Volution (SVB3820I) | I-Res SAGL | Dental Implants | Switzerland | A dental implant is a titanium post placed in the jawbone to replace a missing tooth root and support restorations like crowns or bridges. | A dental implant is a biocompatible titanium fixture inserted into the jawbone, where it bonds with bone through osseointegration. It acts as a stable foundation for prosthetic teeth, restoring function, aesthetics, and preventing bone loss. | Replacement of missing teeth, support prosthetic restorations | Biocompatible, osseointegrating, strong, surface-treated, stable connection, long-term tooth replacement. | High primary stability, strong osseointegration, reduces bacterial infiltration � IRES Group | ø 3. 7Mm H 20mm | Titanium (medical-grade) with SLA surface treatment � | Sterile | Cool, Dry Place, Keep Sterile Packaging, Avoid Contamination | 96 Months |  | Request Quote | To be confirmed | On Request |  |  |  |  | I-RES SAGL |  |  | No |  | 461
| DTC-0462 | Implantology | Endosseous Dental Implant | Volution (SVB3818I) | I-Res SAGL | Dental Implants | Switzerland | A dental implant is a titanium post placed in the jawbone to replace a missing tooth root and support restorations like crowns or bridges. | A dental implant is a biocompatible titanium fixture inserted into the jawbone, where it bonds with bone through osseointegration. It acts as a stable foundation for prosthetic teeth, restoring function, aesthetics, and preventing bone loss. | Replacement of missing teeth, support prosthetic restorations | Biocompatible, osseointegrating, strong, surface-treated, stable connection, long-term tooth replacement. | High primary stability, strong osseointegration, reduces bacterial infiltration � IRES Group | ø 3. 7Mm H 18mm | Titanium (medical-grade) with SLA surface treatment � | Sterile | Cool, Dry Place, Keep Sterile Packaging, Avoid Contamination | 96 Months |  | Request Quote | To be confirmed | On Request |  |  |  |  | I-RES SAGL |  |  | No |  | 462
| DTC-0463 | Implantology | Endosseous Dental Implant | Volution (SVB3808) | I-Res SAGL | Dental Implants | Switzerland | A dental implant is a titanium post placed in the jawbone to replace a missing tooth root and support restorations like crowns or bridges. | A dental implant is a biocompatible titanium fixture inserted into the jawbone, where it bonds with bone through osseointegration. It acts as a stable foundation for prosthetic teeth, restoring function, aesthetics, and preventing bone loss. | Replacement of missing teeth, support prosthetic restorations | Biocompatible, osseointegrating, strong, surface-treated, stable connection, long-term tooth replacement. | High primary stability, strong osseointegration, reduces bacterial infiltration � IRES Group | ∅ 3. 7Mm H 8mm | Titanium (medical-grade) with SLA surface treatment � | Sterile | Cool, Dry Place, Keep Sterile Packaging, Avoid Contamination | 96 Months |  | Request Quote | To be confirmed | On Request |  |  |  |  | I-RES SAGL |  |  | No |  | 463
| DTC-0464 | Implantology | Endosseous Dental Implant | Volution (SVB3810) | I-Res SAGL | Dental Implants | Switzerland | A dental implant is a titanium post placed in the jawbone to replace a missing tooth root and support restorations like crowns or bridges. | A dental implant is a biocompatible titanium fixture inserted into the jawbone, where it bonds with bone through osseointegration. It acts as a stable foundation for prosthetic teeth, restoring function, aesthetics, and preventing bone loss. | Replacement of missing teeth, support prosthetic restorations | Biocompatible, osseointegrating, strong, surface-treated, stable connection, long-term tooth replacement. | High primary stability, strong osseointegration, reduces bacterial infiltration � IRES Group | ∅ 3. 7Mm H 10mm | Titanium (medical-grade) with SLA surface treatment � | Sterile | Cool, Dry Place, Keep Sterile Packaging, Avoid Contamination | 177 Months |  | Request Quote | To be confirmed | On Request |  |  |  |  | I-RES SAGL |  |  | No |  | 464
| DTC-0465 | Implantology | Endosseous Dental Implant | Volution (SVB3811) | I-Res SAGL | Dental Implants | Switzerland | A dental implant is a titanium post placed in the jawbone to replace a missing tooth root and support restorations like crowns or bridges. | A dental implant is a biocompatible titanium fixture inserted into the jawbone, where it bonds with bone through osseointegration. It acts as a stable foundation for prosthetic teeth, restoring function, aesthetics, and preventing bone loss. | Replacement of missing teeth, support prosthetic restorations | Biocompatible, osseointegrating, strong, surface-treated, stable connection, long-term tooth replacement. | High primary stability, strong osseointegration, reduces bacterial infiltration � IRES Group | ∅ 3. 7Mm H 11. 5mm | Titanium (medical-grade) with SLA surface treatment � | Sterile | Cool, Dry Place, Keep Sterile Packaging, Avoid Contamination | 96 Months |  | Request Quote | To be confirmed | On Request |  |  |  |  | I-RES SAGL |  |  | No |  | 465
| DTC-0466 | Implantology | Endosseous Dental Implant | Volution (SVB3813) | I-Res SAGL | Dental Implants | Switzerland | A dental implant is a titanium post placed in the jawbone to replace a missing tooth root and support restorations like crowns or bridges. | A dental implant is a biocompatible titanium fixture inserted into the jawbone, where it bonds with bone through osseointegration. It acts as a stable foundation for prosthetic teeth, restoring function, aesthetics, and preventing bone loss. | Replacement of missing teeth, support prosthetic restorations | Biocompatible, osseointegrating, strong, surface-treated, stable connection, long-term tooth replacement. | High primary stability, strong osseointegration, reduces bacterial infiltration � IRES Group | ∅ 3. 7Mm H 13mm | Titanium (medical-grade) with SLA surface treatment � | Sterile | Cool, Dry Place, Keep Sterile Packaging, Avoid Contamination | 96 Months |  | Request Quote | To be confirmed | On Request |  |  |  |  | I-RES SAGL |  |  | No |  | 466
| DTC-0467 | Implantology | Endosseous Dental Implant | Volution (SVB3816) | I-Res SAGL | Dental Implants | Switzerland | A dental implant is a titanium post placed in the jawbone to replace a missing tooth root and support restorations like crowns or bridges. | A dental implant is a biocompatible titanium fixture inserted into the jawbone, where it bonds with bone through osseointegration. It acts as a stable foundation for prosthetic teeth, restoring function, aesthetics, and preventing bone loss. | Replacement of missing teeth, support prosthetic restorations | Biocompatible, osseointegrating, strong, surface-treated, stable connection, long-term tooth replacement. | High primary stability, strong osseointegration, reduces bacterial infiltration � IRES Group | ∅ 3. 7Mm H 16mm | Titanium (medical-grade) with SLA surface treatment � | Sterile | Cool, Dry Place, Keep Sterile Packaging, Avoid Contamination | 96 Months |  | Request Quote | To be confirmed | On Request |  |  |  |  | I-RES SAGL |  |  | No |  | 467
| DTC-0468 | Implantology | Endosseous Dental Implant | Volution (SVB3818) | I-Res SAGL | Dental Implants | Switzerland | A dental implant is a titanium post placed in the jawbone to replace a missing tooth root and support restorations like crowns or bridges. | A dental implant is a biocompatible titanium fixture inserted into the jawbone, where it bonds with bone through osseointegration. It acts as a stable foundation for prosthetic teeth, restoring function, aesthetics, and preventing bone loss. | Replacement of missing teeth, support prosthetic restorations | Biocompatible, osseointegrating, strong, surface-treated, stable connection, long-term tooth replacement. | High primary stability, strong osseointegration, reduces bacterial infiltration � IRES Group | ∅ 3. 7Mm H 18mm | Titanium (medical-grade) with SLA surface treatment � | Sterile | Cool, Dry Place, Keep Sterile Packaging, Avoid Contamination | 96 Months |  | Request Quote | To be confirmed | On Request |  |  |  |  | I-RES SAGL |  |  | No |  | 468
| DTC-0469 | Implantology | Endosseous Dental Implant | Volution (SVB3820) | I-Res SAGL | Dental Implants | Switzerland | A dental implant is a titanium post placed in the jawbone to replace a missing tooth root and support restorations like crowns or bridges. | A dental implant is a biocompatible titanium fixture inserted into the jawbone, where it bonds with bone through osseointegration. It acts as a stable foundation for prosthetic teeth, restoring function, aesthetics, and preventing bone loss. | Replacement of missing teeth, support prosthetic restorations | Biocompatible, osseointegrating, strong, surface-treated, stable connection, long-term tooth replacement. | High primary stability, strong osseointegration, reduces bacterial infiltration � IRES Group | ∅ 3. 7Mm H 20mm | Titanium (medical-grade) with SLA surface treatment � | Sterile | Cool, Dry Place, Keep Sterile Packaging, Avoid Contamination | 96 Months |  | Request Quote | To be confirmed | On Request |  |  |  |  | I-RES SAGL |  |  | No |  | 469
| DTC-0470 | Implantology | Endosseous Dental Implant | Volution (SVB3822) | I-Res SAGL | Dental Implants | Switzerland | A dental implant is a titanium post placed in the jawbone to replace a missing tooth root and support restorations like crowns or bridges. | A dental implant is a biocompatible titanium fixture inserted into the jawbone, where it bonds with bone through osseointegration. It acts as a stable foundation for prosthetic teeth, restoring function, aesthetics, and preventing bone loss. | Replacement of missing teeth, support prosthetic restorations | Biocompatible, osseointegrating, strong, surface-treated, stable connection, long-term tooth replacement. | High primary stability, strong osseointegration, reduces bacterial infiltration � IRES Group | ∅ 3. 7Mm H 22mm | Titanium (medical-grade) with SLA surface treatment � | Sterile | Cool, Dry Place, Keep Sterile Packaging, Avoid Contamination | 96 Months |  | Request Quote | To be confirmed | On Request |  |  |  |  | I-RES SAGL |  |  | No |  | 470
| DTC-0471 | Implantology | Endosseous Dental Implant | Volution (SVB3824) | I-Res SAGL | Dental Implants | Switzerland | A dental implant is a titanium post placed in the jawbone to replace a missing tooth root and support restorations like crowns or bridges. | A dental implant is a biocompatible titanium fixture inserted into the jawbone, where it bonds with bone through osseointegration. It acts as a stable foundation for prosthetic teeth, restoring function, aesthetics, and preventing bone loss. | Replacement of missing teeth, support prosthetic restorations | Biocompatible, osseointegrating, strong, surface-treated, stable connection, long-term tooth replacement. | High primary stability, strong osseointegration, reduces bacterial infiltration � IRES Group | ∅ 3. 7Mm H 24mm | Titanium (medical-grade) with SLA surface treatment � | Sterile | Cool, Dry Place, Keep Sterile Packaging, Avoid Contamination | 184 Months |  | Request Quote | To be confirmed | On Request |  |  |  |  | I-RES SAGL |  |  | No |  | 471
| DTC-0472 | Implantology | Endosseous Dental Implant | Volution (SVB4106) | I-Res SAGL | Dental Implants | Switzerland | A dental implant is a titanium post placed in the jawbone to replace a missing tooth root and support restorations like crowns or bridges. | A dental implant is a biocompatible titanium fixture inserted into the jawbone, where it bonds with bone through osseointegration. It acts as a stable foundation for prosthetic teeth, restoring function, aesthetics, and preventing bone loss. | Replacement of missing teeth, support prosthetic restorations | Biocompatible, osseointegrating, strong, surface-treated, stable connection, long-term tooth replacement. | High primary stability, strong osseointegration, reduces bacterial infiltration � IRES Group | ∅ 4. 1Mm H 6. 5mm | Titanium (medical-grade) with SLA surface treatment � | Sterile | Cool, Dry Place, Keep Sterile Packaging, Avoid Contamination | 96 Months |  | Request Quote | To be confirmed | On Request |  |  |  |  | I-RES SAGL |  |  | No |  | 472
| DTC-0473 | Implantology | Endosseous Dental Implant | Volution (SVB4108) | I-Res SAGL | Dental Implants | Switzerland | A dental implant is a titanium post placed in the jawbone to replace a missing tooth root and support restorations like crowns or bridges. | A dental implant is a biocompatible titanium fixture inserted into the jawbone, where it bonds with bone through osseointegration. It acts as a stable foundation for prosthetic teeth, restoring function, aesthetics, and preventing bone loss. | Replacement of missing teeth, support prosthetic restorations | Biocompatible, osseointegrating, strong, surface-treated, stable connection, long-term tooth replacement. | High primary stability, strong osseointegration, reduces bacterial infiltration � IRES Group | ∅ 4. 1Mm H 8mm | Titanium (medical-grade) with SLA surface treatment � | Sterile | Cool, Dry Place, Keep Sterile Packaging, Avoid Contamination | 96 Months |  | Request Quote | To be confirmed | On Request |  |  |  |  | I-RES SAGL |  |  | No |  | 473
| DTC-0474 | Implantology | Endosseous Dental Implant | Volution (SVB4110) | I-Res SAGL | Dental Implants | Switzerland | A dental implant is a titanium post placed in the jawbone to replace a missing tooth root and support restorations like crowns or bridges. | A dental implant is a biocompatible titanium fixture inserted into the jawbone, where it bonds with bone through osseointegration. It acts as a stable foundation for prosthetic teeth, restoring function, aesthetics, and preventing bone loss. | Replacement of missing teeth, support prosthetic restorations | Biocompatible, osseointegrating, strong, surface-treated, stable connection, long-term tooth replacement. | High primary stability, strong osseointegration, reduces bacterial infiltration � IRES Group | ∅ 4. 1Mm H 10mm | Titanium (medical-grade) with SLA surface treatment � | Sterile | Cool, Dry Place, Keep Sterile Packaging, Avoid Contamination | 96 Months |  | Request Quote | To be confirmed | On Request |  |  |  |  | I-RES SAGL |  |  | No |  | 474
| DTC-0475 | Implantology | Endosseous Dental Implant | Volution (SVB4111) | I-Res SAGL | Dental Implants | Switzerland | A dental implant is a titanium post placed in the jawbone to replace a missing tooth root and support restorations like crowns or bridges. | A dental implant is a biocompatible titanium fixture inserted into the jawbone, where it bonds with bone through osseointegration. It acts as a stable foundation for prosthetic teeth, restoring function, aesthetics, and preventing bone loss. | Replacement of missing teeth, support prosthetic restorations | Biocompatible, osseointegrating, strong, surface-treated, stable connection, long-term tooth replacement. | High primary stability, strong osseointegration, reduces bacterial infiltration � IRES Group | ∅ 4. 1Mm H 11. 5mm | Titanium (medical-grade) with SLA surface treatment � | Sterile | Cool, Dry Place, Keep Sterile Packaging, Avoid Contamination | 96 Months |  | Request Quote | To be confirmed | On Request |  |  |  |  | I-RES SAGL |  |  | No |  | 475
| DTC-0476 | Implantology | Endosseous Dental Implant | Volution (SVB4113) | I-Res SAGL | Dental Implants | Switzerland | A dental implant is a titanium post placed in the jawbone to replace a missing tooth root and support restorations like crowns or bridges. | A dental implant is a biocompatible titanium fixture inserted into the jawbone, where it bonds with bone through osseointegration. It acts as a stable foundation for prosthetic teeth, restoring function, aesthetics, and preventing bone loss. | Replacement of missing teeth, support prosthetic restorations | Biocompatible, osseointegrating, strong, surface-treated, stable connection, long-term tooth replacement. | High primary stability, strong osseointegration, reduces bacterial infiltration � IRES Group | ∅ 4. 1Mm H 13mm | Titanium (medical-grade) with SLA surface treatment � | Sterile | Cool, Dry Place, Keep Sterile Packaging, Avoid Contamination | 96 Months |  | Request Quote | To be confirmed | On Request |  |  |  |  | I-RES SAGL |  |  | No |  | 476
| DTC-0477 | Implantology | Endosseous Dental Implant | Volution (SVB4116) | I-Res SAGL | Dental Implants | Switzerland | A dental implant is a titanium post placed in the jawbone to replace a missing tooth root and support restorations like crowns or bridges. | A dental implant is a biocompatible titanium fixture inserted into the jawbone, where it bonds with bone through osseointegration. It acts as a stable foundation for prosthetic teeth, restoring function, aesthetics, and preventing bone loss. | Replacement of missing teeth, support prosthetic restorations | Biocompatible, osseointegrating, strong, surface-treated, stable connection, long-term tooth replacement. | High primary stability, strong osseointegration, reduces bacterial infiltration � IRES Group | ∅ 4. 1Mm H 16mm | Titanium (medical-grade) with SLA surface treatment � | Sterile | Cool, Dry Place, Keep Sterile Packaging, Avoid Contamination | 96 Months |  | Request Quote | To be confirmed | On Request |  |  |  |  | I-RES SAGL |  |  | No |  | 477
| DTC-0478 | Implantology | Endosseous Dental Implant | Volution (SVB3806) | I-Res SAGL | Dental Implants | Switzerland | A dental implant is a titanium post placed in the jawbone to replace a missing tooth root and support restorations like crowns or bridges. | A dental implant is a biocompatible titanium fixture inserted into the jawbone, where it bonds with bone through osseointegration. It acts as a stable foundation for prosthetic teeth, restoring function, aesthetics, and preventing bone loss. | Replacement of missing teeth, support prosthetic restorations | Biocompatible, osseointegrating, strong, surface-treated, stable connection, long-term tooth replacement. | High primary stability, strong osseointegration, reduces bacterial infiltration � IRES Group | ∅ 3. 7Mm H 6. 5mm | Titanium (medical-grade) with SLA surface treatment � | Sterile | Cool, Dry Place, Keep Sterile Packaging, Avoid Contamination | 96 Months |  | Request Quote | To be confirmed | On Request |  |  |  |  | I-RES SAGL |  |  | No |  | 478
| DTC-0479 | Implantology | Endosseous Dental Implant | Volution (SVB3724) | I-Res SAGL | Dental Implants | Switzerland | A dental implant is a titanium post placed in the jawbone to replace a missing tooth root and support restorations like crowns or bridges. | A dental implant is a biocompatible titanium fixture inserted into the jawbone, where it bonds with bone through osseointegration. It acts as a stable foundation for prosthetic teeth, restoring function, aesthetics, and preventing bone loss. | Replacement of missing teeth, support prosthetic restorations | Biocompatible, osseointegrating, strong, surface-treated, stable connection, long-term tooth replacement. | High primary stability, strong osseointegration, reduces bacterial infiltration � IRES Group | ∅ 3. 7Mm H 24mm | Titanium (medical-grade) with SLA surface treatment � | Sterile | Cool, Dry Place, Keep Sterile Packaging, Avoid Contamination | 192 Months |  | Request Quote | To be confirmed | On Request |  |  |  |  | I-RES SAGL |  |  | No |  | 479
| DTC-0480 | Implantology | Endosseous Dental Implant | Volution (SVB3722) | I-Res SAGL | Dental Implants | Switzerland | A dental implant is a titanium post placed in the jawbone to replace a missing tooth root and support restorations like crowns or bridges. | A dental implant is a biocompatible titanium fixture inserted into the jawbone, where it bonds with bone through osseointegration. It acts as a stable foundation for prosthetic teeth, restoring function, aesthetics, and preventing bone loss. | Replacement of missing teeth, support prosthetic restorations | Biocompatible, osseointegrating, strong, surface-treated, stable connection, long-term tooth replacement. | High primary stability, strong osseointegration, reduces bacterial infiltration � IRES Group | ∅ 3. 7Mm H 22mm | Titanium (medical-grade) with SLA surface treatment � | Sterile | Cool, Dry Place, Keep Sterile Packaging, Avoid Contamination | 96 Months |  | Request Quote | To be confirmed | On Request |  |  |  |  | I-RES SAGL |  |  | No |  | 480
| DTC-0481 | Implantology | Endosseous Dental Implant | Volution (SVB3720) | I-Res SAGL | Dental Implants | Switzerland | A dental implant is a titanium post placed in the jawbone to replace a missing tooth root and support restorations like crowns or bridges. | A dental implant is a biocompatible titanium fixture inserted into the jawbone, where it bonds with bone through osseointegration. It acts as a stable foundation for prosthetic teeth, restoring function, aesthetics, and preventing bone loss. | Replacement of missing teeth, support prosthetic restorations | Biocompatible, osseointegrating, strong, surface-treated, stable connection, long-term tooth replacement. | High primary stability, strong osseointegration, reduces bacterial infiltration � IRES Group | ∅ 3. 7Mm H 20mm | Titanium (medical-grade) with SLA surface treatment � | Sterile | Cool, Dry Place, Keep Sterile Packaging, Avoid Contamination | 96 Months |  | Request Quote | To be confirmed | On Request |  |  |  |  | I-RES SAGL |  |  | No |  | 481
| DTC-0482 | Implantology | Endosseous Dental Implant | Volution (SVB3310) | I-Res SAGL | Dental Implants | Switzerland | A dental implant is a titanium post placed in the jawbone to replace a missing tooth root and support restorations like crowns or bridges. | A dental implant is a biocompatible titanium fixture inserted into the jawbone, where it bonds with bone through osseointegration. It acts as a stable foundation for prosthetic teeth, restoring function, aesthetics, and preventing bone loss. | Replacement of missing teeth, support prosthetic restorations | Biocompatible, osseointegrating, strong, surface-treated, stable connection, long-term tooth replacement. | High primary stability, strong osseointegration, reduces bacterial infiltration � IRES Group | ∅ 3. 3Mm H 10mm | Titanium (medical-grade) with SLA surface treatment � | Sterile | Cool, Dry Place, Keep Sterile Packaging, Avoid Contamination | 96 Months |  | Request Quote | To be confirmed | On Request |  |  |  |  | I-RES SAGL |  |  | No |  | 482
| DTC-0483 | Implantology | Endosseous Dental Implant | Volution (SVB3311) | I-Res SAGL | Dental Implants | Switzerland | A dental implant is a titanium post placed in the jawbone to replace a missing tooth root and support restorations like crowns or bridges. | A dental implant is a biocompatible titanium fixture inserted into the jawbone, where it bonds with bone through osseointegration. It acts as a stable foundation for prosthetic teeth, restoring function, aesthetics, and preventing bone loss. | Replacement of missing teeth, support prosthetic restorations | Biocompatible, osseointegrating, strong, surface-treated, stable connection, long-term tooth replacement. | High primary stability, strong osseointegration, reduces bacterial infiltration � IRES Group | ∅ 3. 3Mm H 11. 5mm | Titanium (medical-grade) with SLA surface treatment � | Sterile | Cool, Dry Place, Keep Sterile Packaging, Avoid Contamination | 96 Months |  | Request Quote | To be confirmed | On Request |  |  |  |  | I-RES SAGL |  |  | No |  | 483
| DTC-0484 | Implantology | Endosseous Dental Implant | Volution (SVB3313) | I-Res SAGL | Dental Implants | Switzerland | A dental implant is a titanium post placed in the jawbone to replace a missing tooth root and support restorations like crowns or bridges. | A dental implant is a biocompatible titanium fixture inserted into the jawbone, where it bonds with bone through osseointegration. It acts as a stable foundation for prosthetic teeth, restoring function, aesthetics, and preventing bone loss. | Replacement of missing teeth, support prosthetic restorations | Biocompatible, osseointegrating, strong, surface-treated, stable connection, long-term tooth replacement. | High primary stability, strong osseointegration, reduces bacterial infiltration � IRES Group | ∅ 3. 3Mm H 13mm | Titanium (medical-grade) with SLA surface treatment � | Sterile | Cool, Dry Place, Keep Sterile Packaging, Avoid Contamination | 197 Months |  | Request Quote | To be confirmed | On Request |  |  |  |  | I-RES SAGL |  |  | No |  | 484
| DTC-0485 | Implantology | Endosseous Dental Implant | Volution (SVB3316) | I-Res SAGL | Dental Implants | Switzerland | A dental implant is a titanium post placed in the jawbone to replace a missing tooth root and support restorations like crowns or bridges. | A dental implant is a biocompatible titanium fixture inserted into the jawbone, where it bonds with bone through osseointegration. It acts as a stable foundation for prosthetic teeth, restoring function, aesthetics, and preventing bone loss. | Replacement of missing teeth, support prosthetic restorations | Biocompatible, osseointegrating, strong, surface-treated, stable connection, long-term tooth replacement. | High primary stability, strong osseointegration, reduces bacterial infiltration � IRES Group | ∅ 3. 3Mm H 16mm | Titanium (medical-grade) with SLA surface treatment � | Sterile | Cool, Dry Place, Keep Sterile Packaging, Avoid Contamination | 198 Months |  | Request Quote | To be confirmed | On Request |  |  |  |  | I-RES SAGL |  |  | No |  | 485
| DTC-0486 | Implantology | Endosseous Dental Implant | Volution (SVB3408) | I-Res SAGL | Dental Implants | Switzerland | A dental implant is a titanium post placed in the jawbone to replace a missing tooth root and support restorations like crowns or bridges. | A dental implant is a biocompatible titanium fixture inserted into the jawbone, where it bonds with bone through osseointegration. It acts as a stable foundation for prosthetic teeth, restoring function, aesthetics, and preventing bone loss. | Replacement of missing teeth, support prosthetic restorations | Biocompatible, osseointegrating, strong, surface-treated, stable connection, long-term tooth replacement. | High primary stability, strong osseointegration, reduces bacterial infiltration � IRES Group | ∅ 3. 3Mm H 8mm | Titanium (medical-grade) with SLA surface treatment � | Sterile | Cool, Dry Place, Keep Sterile Packaging, Avoid Contamination | 96 Months |  | Request Quote | To be confirmed | On Request |  |  |  |  | I-RES SAGL |  |  | No |  | 486
| DTC-0487 | Implantology | Endosseous Dental Implant | Volution (SVB3410) | I-Res SAGL | Dental Implants | Switzerland | A dental implant is a titanium post placed in the jawbone to replace a missing tooth root and support restorations like crowns or bridges. | A dental implant is a biocompatible titanium fixture inserted into the jawbone, where it bonds with bone through osseointegration. It acts as a stable foundation for prosthetic teeth, restoring function, aesthetics, and preventing bone loss. | Replacement of missing teeth, support prosthetic restorations | Biocompatible, osseointegrating, strong, surface-treated, stable connection, long-term tooth replacement. | High primary stability, strong osseointegration, reduces bacterial infiltration � IRES Group | ∅ 3. 3Mm H 10mm | Titanium (medical-grade) with SLA surface treatment � | Sterile | Cool, Dry Place, Keep Sterile Packaging, Avoid Contamination | 96 Months |  | Request Quote | To be confirmed | On Request |  |  |  |  | I-RES SAGL |  |  | No |  | 487
| DTC-0488 | Implantology | Endosseous Dental Implant | Volution (SVB3411) | I-Res SAGL | Dental Implants | Switzerland | A dental implant is a titanium post placed in the jawbone to replace a missing tooth root and support restorations like crowns or bridges. | A dental implant is a biocompatible titanium fixture inserted into the jawbone, where it bonds with bone through osseointegration. It acts as a stable foundation for prosthetic teeth, restoring function, aesthetics, and preventing bone loss. | Replacement of missing teeth, support prosthetic restorations | Biocompatible, osseointegrating, strong, surface-treated, stable connection, long-term tooth replacement. | High primary stability, strong osseointegration, reduces bacterial infiltration � IRES Group | ∅ 3. 3Mm H 11. 5mm | Titanium (medical-grade) with SLA surface treatment � | Sterile | Cool, Dry Place, Keep Sterile Packaging, Avoid Contamination | 96 Months |  | Request Quote | To be confirmed | On Request |  |  |  |  | I-RES SAGL |  |  | No |  | 488
| DTC-0489 | Implantology | Endosseous Dental Implant | Volution (SVB4118) | I-Res SAGL | Dental Implants | Switzerland | A dental implant is a titanium post placed in the jawbone to replace a missing tooth root and support restorations like crowns or bridges. | A dental implant is a biocompatible titanium fixture inserted into the jawbone, where it bonds with bone through osseointegration. It acts as a stable foundation for prosthetic teeth, restoring function, aesthetics, and preventing bone loss. | Replacement of missing teeth, support prosthetic restorations | Biocompatible, osseointegrating, strong, surface-treated, stable connection, long-term tooth replacement. | High primary stability, strong osseointegration, reduces bacterial infiltration � IRES Group | ∅ 4. 1Mm H 18mm | Titanium (medical-grade) with SLA surface treatment � | Sterile | Cool, Dry Place, Keep Sterile Packaging, Avoid Contamination | 96 Months |  | Request Quote | To be confirmed | On Request |  |  |  |  | I-RES SAGL |  |  | No |  | 489
| DTC-0490 | Implantology | Endosseous Dental Implant | Volution (SVB3413) | I-Res SAGL | Dental Implants | Switzerland | A dental implant is a titanium post placed in the jawbone to replace a missing tooth root and support restorations like crowns or bridges. | A dental implant is a biocompatible titanium fixture inserted into the jawbone, where it bonds with bone through osseointegration. It acts as a stable foundation for prosthetic teeth, restoring function, aesthetics, and preventing bone loss. | Replacement of missing teeth, support prosthetic restorations | Biocompatible, osseointegrating, strong, surface-treated, stable connection, long-term tooth replacement. | High primary stability, strong osseointegration, reduces bacterial infiltration � IRES Group | ∅ 3. 3Mm H 13mm | Titanium (medical-grade) with SLA surface treatment � | Sterile | Cool, Dry Place, Keep Sterile Packaging, Avoid Contamination | 203 Months |  | Request Quote | To be confirmed | On Request |  |  |  |  | I-RES SAGL |  |  | No |  | 490
| DTC-0491 | Implantology | Endosseous Dental Implant | Volution (SVB3706) | I-Res SAGL | Dental Implants | Switzerland | A dental implant is a titanium post placed in the jawbone to replace a missing tooth root and support restorations like crowns or bridges. | A dental implant is a biocompatible titanium fixture inserted into the jawbone, where it bonds with bone through osseointegration. It acts as a stable foundation for prosthetic teeth, restoring function, aesthetics, and preventing bone loss. | Replacement of missing teeth, support prosthetic restorations | Biocompatible, osseointegrating, strong, surface-treated, stable connection, long-term tooth replacement. | High primary stability, strong osseointegration, reduces bacterial infiltration � IRES Group | ∅ 3. 7Mm H 6. 5mm | Titanium (medical-grade) with SLA surface treatment � | Sterile | Cool, Dry Place, Keep Sterile Packaging, Avoid Contamination | 204 Months |  | Request Quote | To be confirmed | On Request |  |  |  |  | I-RES SAGL |  |  | No |  | 491
| DTC-0492 | Implantology | Endosseous Dental Implant | Volution (SVB3708) | I-Res SAGL | Dental Implants | Switzerland | A dental implant is a titanium post placed in the jawbone to replace a missing tooth root and support restorations like crowns or bridges. | A dental implant is a biocompatible titanium fixture inserted into the jawbone, where it bonds with bone through osseointegration. It acts as a stable foundation for prosthetic teeth, restoring function, aesthetics, and preventing bone loss. | Replacement of missing teeth, support prosthetic restorations | Biocompatible, osseointegrating, strong, surface-treated, stable connection, long-term tooth replacement. | High primary stability, strong osseointegration, reduces bacterial infiltration � IRES Group | ∅ 3. 7Mm H 8mm | Titanium (medical-grade) with SLA surface treatment � | Sterile | Cool, Dry Place, Keep Sterile Packaging, Avoid Contamination | 205 Months |  | Request Quote | To be confirmed | On Request |  |  |  |  | I-RES SAGL |  |  | No |  | 492
| DTC-0493 | Implantology | Endosseous Dental Implant | Volution (SVB3710) | I-Res SAGL | Dental Implants | Switzerland | A dental implant is a titanium post placed in the jawbone to replace a missing tooth root and support restorations like crowns or bridges. | A dental implant is a biocompatible titanium fixture inserted into the jawbone, where it bonds with bone through osseointegration. It acts as a stable foundation for prosthetic teeth, restoring function, aesthetics, and preventing bone loss. | Replacement of missing teeth, support prosthetic restorations | Biocompatible, osseointegrating, strong, surface-treated, stable connection, long-term tooth replacement. | High primary stability, strong osseointegration, reduces bacterial infiltration � IRES Group | ∅ 3. 7Mm H 10mm | Titanium (medical-grade) with SLA surface treatment � | Sterile | Cool, Dry Place, Keep Sterile Packaging, Avoid Contamination | 206 Months |  | Request Quote | To be confirmed | On Request |  |  |  |  | I-RES SAGL |  |  | No |  | 493
| DTC-0494 | Implantology | Endosseous Dental Implant | Volution (SVB3711) | I-Res SAGL | Dental Implants | Switzerland | A dental implant is a titanium post placed in the jawbone to replace a missing tooth root and support restorations like crowns or bridges. | A dental implant is a biocompatible titanium fixture inserted into the jawbone, where it bonds with bone through osseointegration. It acts as a stable foundation for prosthetic teeth, restoring function, aesthetics, and preventing bone loss. | Replacement of missing teeth, support prosthetic restorations | Biocompatible, osseointegrating, strong, surface-treated, stable connection, long-term tooth replacement. | High primary stability, strong osseointegration, reduces bacterial infiltration � IRES Group | ∅ 3. 7Mm H 11. 5mm | Titanium (medical-grade) with SLA surface treatment � | Sterile | Cool, Dry Place, Keep Sterile Packaging, Avoid Contamination | 207 Months |  | Request Quote | To be confirmed | On Request |  |  |  |  | I-RES SAGL |  |  | No |  | 494
| DTC-0495 | Implantology | Endosseous Dental Implant | Volution (SVB3713) | I-Res SAGL | Dental Implants | Switzerland | A dental implant is a titanium post placed in the jawbone to replace a missing tooth root and support restorations like crowns or bridges. | A dental implant is a biocompatible titanium fixture inserted into the jawbone, where it bonds with bone through osseointegration. It acts as a stable foundation for prosthetic teeth, restoring function, aesthetics, and preventing bone loss. | Replacement of missing teeth, support prosthetic restorations | Biocompatible, osseointegrating, strong, surface-treated, stable connection, long-term tooth replacement. | High primary stability, strong osseointegration, reduces bacterial infiltration � IRES Group | ∅ 3. 7Mm H 13mm | Titanium (medical-grade) with SLA surface treatment � | Sterile | Cool, Dry Place, Keep Sterile Packaging, Avoid Contamination | 96 Months |  | Request Quote | To be confirmed | On Request |  |  |  |  | I-RES SAGL |  |  | No |  | 495
| DTC-0496 | Implantology | Endosseous Dental Implant | Volution (SVB3716) | I-Res SAGL | Dental Implants | Switzerland | A dental implant is a titanium post placed in the jawbone to replace a missing tooth root and support restorations like crowns or bridges. | A dental implant is a biocompatible titanium fixture inserted into the jawbone, where it bonds with bone through osseointegration. It acts as a stable foundation for prosthetic teeth, restoring function, aesthetics, and preventing bone loss. | Replacement of missing teeth, support prosthetic restorations | Biocompatible, osseointegrating, strong, surface-treated, stable connection, long-term tooth replacement. | High primary stability, strong osseointegration, reduces bacterial infiltration � IRES Group | ∅ 3. 7Mm H 16mm | Titanium (medical-grade) with SLA surface treatment � | Sterile | Cool, Dry Place, Keep Sterile Packaging, Avoid Contamination | 96 Months |  | Request Quote | To be confirmed | On Request |  |  |  |  | I-RES SAGL |  |  | No |  | 496
| DTC-0497 | Implantology | Endosseous Dental Implant | Volution (SVB3718) | I-Res SAGL | Dental Implants | Switzerland | A dental implant is a titanium post placed in the jawbone to replace a missing tooth root and support restorations like crowns or bridges. | A dental implant is a biocompatible titanium fixture inserted into the jawbone, where it bonds with bone through osseointegration. It acts as a stable foundation for prosthetic teeth, restoring function, aesthetics, and preventing bone loss. | Replacement of missing teeth, support prosthetic restorations | Biocompatible, osseointegrating, strong, surface-treated, stable connection, long-term tooth replacement. | High primary stability, strong osseointegration, reduces bacterial infiltration � IRES Group | ∅ 3. 7Mm H 18mm | Titanium (medical-grade) with SLA surface treatment � | Sterile | Cool, Dry Place, Keep Sterile Packaging, Avoid Contamination | 96 Months |  | Request Quote | To be confirmed | On Request |  |  |  |  | I-RES SAGL |  |  | No |  | 497
| DTC-0498 | Implantology | Endosseous Dental Implant | Volution (SVB3416) | I-Res SAGL | Dental Implants | Switzerland | A dental implant is a titanium post placed in the jawbone to replace a missing tooth root and support restorations like crowns or bridges. | A dental implant is a biocompatible titanium fixture inserted into the jawbone, where it bonds with bone through osseointegration. It acts as a stable foundation for prosthetic teeth, restoring function, aesthetics, and preventing bone loss. | Replacement of missing teeth, support prosthetic restorations | Biocompatible, osseointegrating, strong, surface-treated, stable connection, long-term tooth replacement. | High primary stability, strong osseointegration, reduces bacterial infiltration � IRES Group | ∅ 3. 3Mm H 16mm | Titanium (medical-grade) with SLA surface treatment � | Sterile | Cool, Dry Place, Keep Sterile Packaging, Avoid Contamination | 96 Months |  | Request Quote | To be confirmed | On Request |  |  |  |  | I-RES SAGL |  |  | No |  | 498
| DTC-0499 | Implantology | Endosseous Dental Implant | Volution (SVB4120) | I-Res SAGL | Dental Implants | Switzerland | A dental implant is a titanium post placed in the jawbone to replace a missing tooth root and support restorations like crowns or bridges. | A dental implant is a biocompatible titanium fixture inserted into the jawbone, where it bonds with bone through osseointegration. It acts as a stable foundation for prosthetic teeth, restoring function, aesthetics, and preventing bone loss. | Replacement of missing teeth, support prosthetic restorations | Biocompatible, osseointegrating, strong, surface-treated, stable connection, long-term tooth replacement. | High primary stability, strong osseointegration, reduces bacterial infiltration � IRES Group | ∅ 4. 1Mm H 20mm | Titanium (medical-grade) with SLA surface treatment � | Sterile | Cool, Dry Place, Keep Sterile Packaging, Avoid Contamination | 212 Months |  | Request Quote | To be confirmed | On Request |  |  |  |  | I-RES SAGL |  |  | No |  | 499
| DTC-0500 | Implantology | Endosseous Dental Implant | Volution (SVB4122) | I-Res SAGL | Dental Implants | Switzerland | A dental implant is a titanium post placed in the jawbone to replace a missing tooth root and support restorations like crowns or bridges. | A dental implant is a biocompatible titanium fixture inserted into the jawbone, where it bonds with bone through osseointegration. It acts as a stable foundation for prosthetic teeth, restoring function, aesthetics, and preventing bone loss. | Replacement of missing teeth, support prosthetic restorations | Biocompatible, osseointegrating, strong, surface-treated, stable connection, long-term tooth replacement. | High primary stability, strong osseointegration, reduces bacterial infiltration � IRES Group | ∅ 4. 1Mm H 22mm | Titanium (medical-grade) with SLA surface treatment � | Sterile | Cool, Dry Place, Keep Sterile Packaging, Avoid Contamination | 213 Months |  | Request Quote | To be confirmed | On Request |  |  |  |  | I-RES SAGL |  |  | No |  | 500
| DTC-0501 | Implantology | Endosseous Dental Implant | Volution (SVB3410I) | I-Res SAGL | Dental Implants | Switzerland | A dental implant is a titanium post placed in the jawbone to replace a missing tooth root and support restorations like crowns or bridges. | A dental implant is a biocompatible titanium fixture inserted into the jawbone, where it bonds with bone through osseointegration. It acts as a stable foundation for prosthetic teeth, restoring function, aesthetics, and preventing bone loss. | Replacement of missing teeth, support prosthetic restorations | Biocompatible, osseointegrating, strong, surface-treated, stable connection, long-term tooth replacement. | High primary stability, strong osseointegration, reduces bacterial infiltration � IRES Group | ø 3. 3Mm H 10mm | Titanium (medical-grade) with SLA surface treatment � | Sterile | Cool, Dry Place, Keep Sterile Packaging, Avoid Contamination | 96 Months |  | Request Quote | To be confirmed | On Request |  |  |  |  | I-RES SAGL |  |  | No |  | 501
| DTC-0502 | Implantology | Endosseous Dental Implant | Volution (SVB3413I) | I-Res SAGL | Dental Implants | Switzerland | A dental implant is a titanium post placed in the jawbone to replace a missing tooth root and support restorations like crowns or bridges. | A dental implant is a biocompatible titanium fixture inserted into the jawbone, where it bonds with bone through osseointegration. It acts as a stable foundation for prosthetic teeth, restoring function, aesthetics, and preventing bone loss. | Replacement of missing teeth, support prosthetic restorations | Biocompatible, osseointegrating, strong, surface-treated, stable connection, long-term tooth replacement. | High primary stability, strong osseointegration, reduces bacterial infiltration � IRES Group | ø 3. 3Mm H 13mm | Titanium (medical-grade) with SLA surface treatment � | Sterile | Cool, Dry Place, Keep Sterile Packaging, Avoid Contamination | 96 Months |  | Request Quote | To be confirmed | On Request |  |  |  |  | I-RES SAGL |  |  | No |  | 502
| DTC-0503 | Implantology | Endosseous Dental Implant | Volution (SVB3416I) | I-Res SAGL | Dental Implants | Switzerland | A dental implant is a titanium post placed in the jawbone to replace a missing tooth root and support restorations like crowns or bridges. | A dental implant is a biocompatible titanium fixture inserted into the jawbone, where it bonds with bone through osseointegration. It acts as a stable foundation for prosthetic teeth, restoring function, aesthetics, and preventing bone loss. | Replacement of missing teeth, support prosthetic restorations | Biocompatible, osseointegrating, strong, surface-treated, stable connection, long-term tooth replacement. | High primary stability, strong osseointegration, reduces bacterial infiltration � IRES Group | ø 3. 3Mm H 16mm | Titanium (medical-grade) with SLA surface treatment � | Sterile | Cool, Dry Place, Keep Sterile Packaging, Avoid Contamination | 96 Months |  | Request Quote | To be confirmed | On Request |  |  |  |  | I-RES SAGL |  |  | No |  | 503
| DTC-0504 | Implantology | Endosseous Dental Implant | Volution (SVB3706I) | I-Res SAGL | Dental Implants | Switzerland | A dental implant is a titanium post placed in the jawbone to replace a missing tooth root and support restorations like crowns or bridges. | A dental implant is a biocompatible titanium fixture inserted into the jawbone, where it bonds with bone through osseointegration. It acts as a stable foundation for prosthetic teeth, restoring function, aesthetics, and preventing bone loss. | Replacement of missing teeth, support prosthetic restorations | Biocompatible, osseointegrating, strong, surface-treated, stable connection, long-term tooth replacement. | High primary stability, strong osseointegration, reduces bacterial infiltration � IRES Group | ø 3. 7Mm H 6. 5mm | Titanium (medical-grade) with SLA surface treatment � | Sterile | Cool, Dry Place, Keep Sterile Packaging, Avoid Contamination | 96 Months |  | Request Quote | To be confirmed | On Request |  |  |  |  | I-RES SAGL |  |  | No |  | 504
| DTC-0505 | Implantology | Endosseous Dental Implant | Volution (SVB3708I) | I-Res SAGL | Dental Implants | Switzerland | A dental implant is a titanium post placed in the jawbone to replace a missing tooth root and support restorations like crowns or bridges. | A dental implant is a biocompatible titanium fixture inserted into the jawbone, where it bonds with bone through osseointegration. It acts as a stable foundation for prosthetic teeth, restoring function, aesthetics, and preventing bone loss. | Replacement of missing teeth, support prosthetic restorations | Biocompatible, osseointegrating, strong, surface-treated, stable connection, long-term tooth replacement. | High primary stability, strong osseointegration, reduces bacterial infiltration � IRES Group | ø 3. 7Mm H 8mm | Titanium (medical-grade) with SLA surface treatment � | Sterile | Cool, Dry Place, Keep Sterile Packaging, Avoid Contamination | 96 Months |  | Request Quote | To be confirmed | On Request |  |  |  |  | I-RES SAGL |  |  | No |  | 505
| DTC-0506 | Implantology | Endosseous Dental Implant | Volution (SVB3710I) | I-Res SAGL | Dental Implants | Switzerland | A dental implant is a titanium post placed in the jawbone to replace a missing tooth root and support restorations like crowns or bridges. | A dental implant is a biocompatible titanium fixture inserted into the jawbone, where it bonds with bone through osseointegration. It acts as a stable foundation for prosthetic teeth, restoring function, aesthetics, and preventing bone loss. | Replacement of missing teeth, support prosthetic restorations | Biocompatible, osseointegrating, strong, surface-treated, stable connection, long-term tooth replacement. | High primary stability, strong osseointegration, reduces bacterial infiltration � IRES Group | ø 3. 7Mm H 10mm | Titanium (medical-grade) with SLA surface treatment � | Sterile | Cool, Dry Place, Keep Sterile Packaging, Avoid Contamination | 96 Months |  | Request Quote | To be confirmed | On Request |  |  |  |  | I-RES SAGL |  |  | No |  | 506
| DTC-0507 | Implantology | Endosseous Dental Implant | Volution (SVB3711I) | I-Res SAGL | Dental Implants | Switzerland | A dental implant is a titanium post placed in the jawbone to replace a missing tooth root and support restorations like crowns or bridges. | A dental implant is a biocompatible titanium fixture inserted into the jawbone, where it bonds with bone through osseointegration. It acts as a stable foundation for prosthetic teeth, restoring function, aesthetics, and preventing bone loss. | Replacement of missing teeth, support prosthetic restorations | Biocompatible, osseointegrating, strong, surface-treated, stable connection, long-term tooth replacement. | High primary stability, strong osseointegration, reduces bacterial infiltration � IRES Group | ø 3. 7Mm H 11. 5mm | Titanium (medical-grade) with SLA surface treatment � | Sterile | Cool, Dry Place, Keep Sterile Packaging, Avoid Contamination | 96 Months |  | Request Quote | To be confirmed | On Request |  |  |  |  | I-RES SAGL |  |  | No |  | 507
| DTC-0508 | Implantology | Endosseous Dental Implant | Volution (SVB3713I) | I-Res SAGL | Dental Implants | Switzerland | A dental implant is a titanium post placed in the jawbone to replace a missing tooth root and support restorations like crowns or bridges. | A dental implant is a biocompatible titanium fixture inserted into the jawbone, where it bonds with bone through osseointegration. It acts as a stable foundation for prosthetic teeth, restoring function, aesthetics, and preventing bone loss. | Replacement of missing teeth, support prosthetic restorations | Biocompatible, osseointegrating, strong, surface-treated, stable connection, long-term tooth replacement. | High primary stability, strong osseointegration, reduces bacterial infiltration � IRES Group | ø 3. 7Mm H 13mm | Titanium (medical-grade) with SLA surface treatment � | Sterile | Cool, Dry Place, Keep Sterile Packaging, Avoid Contamination | 221 Months |  | Request Quote | To be confirmed | On Request |  |  |  |  | I-RES SAGL |  |  | No |  | 508
| DTC-0509 | Implantology | Endosseous Dental Implant | Volution (SVB3716I) | I-Res SAGL | Dental Implants | Switzerland | A dental implant is a titanium post placed in the jawbone to replace a missing tooth root and support restorations like crowns or bridges. | A dental implant is a biocompatible titanium fixture inserted into the jawbone, where it bonds with bone through osseointegration. It acts as a stable foundation for prosthetic teeth, restoring function, aesthetics, and preventing bone loss. | Replacement of missing teeth, support prosthetic restorations | Biocompatible, osseointegrating, strong, surface-treated, stable connection, long-term tooth replacement. | High primary stability, strong osseointegration, reduces bacterial infiltration � IRES Group | ø 3. 7Mm H 16mm | Titanium (medical-grade) with SLA surface treatment � | Sterile | Cool, Dry Place, Keep Sterile Packaging, Avoid Contamination | 222 Months |  | Request Quote | To be confirmed | On Request |  |  |  |  | I-RES SAGL |  |  | No |  | 509
| DTC-0510 | Implantology | Endosseous Dental Implant | Volution (SVB3718I) | I-Res SAGL | Dental Implants | Switzerland | A dental implant is a titanium post placed in the jawbone to replace a missing tooth root and support restorations like crowns or bridges. | A dental implant is a biocompatible titanium fixture inserted into the jawbone, where it bonds with bone through osseointegration. It acts as a stable foundation for prosthetic teeth, restoring function, aesthetics, and preventing bone loss. | Replacement of missing teeth, support prosthetic restorations | Biocompatible, osseointegrating, strong, surface-treated, stable connection, long-term tooth replacement. | High primary stability, strong osseointegration, reduces bacterial infiltration � IRES Group | ø 3. 7Mm H 18mm | Titanium (medical-grade) with SLA surface treatment � | Sterile | Cool, Dry Place, Keep Sterile Packaging, Avoid Contamination | 96 Months |  | Request Quote | To be confirmed | On Request |  |  |  |  | I-RES SAGL |  |  | No |  | 510
| DTC-0511 | Implantology | Endosseous Dental Implant | Volution (SVB3720I) | I-Res SAGL | Dental Implants | Switzerland | A dental implant is a titanium post placed in the jawbone to replace a missing tooth root and support restorations like crowns or bridges. | A dental implant is a biocompatible titanium fixture inserted into the jawbone, where it bonds with bone through osseointegration. It acts as a stable foundation for prosthetic teeth, restoring function, aesthetics, and preventing bone loss. | Replacement of missing teeth, support prosthetic restorations | Biocompatible, osseointegrating, strong, surface-treated, stable connection, long-term tooth replacement. | High primary stability, strong osseointegration, reduces bacterial infiltration � IRES Group | ø 3. 7Mm H 20mm | Titanium (medical-grade) with SLA surface treatment � | Sterile | Cool, Dry Place, Keep Sterile Packaging, Avoid Contamination | 96 Months |  | Request Quote | To be confirmed | On Request |  |  |  |  | I-RES SAGL |  |  | No |  | 511
| DTC-0512 | Implantology | Endosseous Dental Implant | Volution (SVB3724I) | I-Res SAGL | Dental Implants | Switzerland | A dental implant is a titanium post placed in the jawbone to replace a missing tooth root and support restorations like crowns or bridges. | A dental implant is a biocompatible titanium fixture inserted into the jawbone, where it bonds with bone through osseointegration. It acts as a stable foundation for prosthetic teeth, restoring function, aesthetics, and preventing bone loss. | Replacement of missing teeth, support prosthetic restorations | Biocompatible, osseointegrating, strong, surface-treated, stable connection, long-term tooth replacement. | High primary stability, strong osseointegration, reduces bacterial infiltration � IRES Group | ø 3. 7Mm H 24mm | Titanium (medical-grade) with SLA surface treatment � | Sterile | Cool, Dry Place, Keep Sterile Packaging, Avoid Contamination | 96 Months |  | Request Quote | To be confirmed | On Request |  |  |  |  | I-RES SAGL |  |  | No |  | 512
| DTC-0513 | Implantology | Endosseous Dental Implant | Volution (SVB3806I) | I-Res SAGL | Dental Implants | Switzerland | A dental implant is a titanium post placed in the jawbone to replace a missing tooth root and support restorations like crowns or bridges. | A dental implant is a biocompatible titanium fixture inserted into the jawbone, where it bonds with bone through osseointegration. It acts as a stable foundation for prosthetic teeth, restoring function, aesthetics, and preventing bone loss. | Replacement of missing teeth, support prosthetic restorations | Biocompatible, osseointegrating, strong, surface-treated, stable connection, long-term tooth replacement. | High primary stability, strong osseointegration, reduces bacterial infiltration � IRES Group | ø 3. 7Mm H 6. 5mm | Titanium (medical-grade) with SLA surface treatment � | Sterile | Cool, Dry Place, Keep Sterile Packaging, Avoid Contamination | 96 Months |  | Request Quote | To be confirmed | On Request |  |  |  |  | I-RES SAGL |  |  | No |  | 513
| DTC-0514 | Implantology | Endosseous Dental Implant | Volution (SVB3808I) | I-Res SAGL | Dental Implants | Switzerland | A dental implant is a titanium post placed in the jawbone to replace a missing tooth root and support restorations like crowns or bridges. | A dental implant is a biocompatible titanium fixture inserted into the jawbone, where it bonds with bone through osseointegration. It acts as a stable foundation for prosthetic teeth, restoring function, aesthetics, and preventing bone loss. | Replacement of missing teeth, support prosthetic restorations | Biocompatible, osseointegrating, strong, surface-treated, stable connection, long-term tooth replacement. | High primary stability, strong osseointegration, reduces bacterial infiltration � IRES Group | ø 3. 7Mm H 8mm | Titanium (medical-grade) with SLA surface treatment � | Sterile | Cool, Dry Place, Keep Sterile Packaging, Avoid Contamination | 96 Months |  | Request Quote | To be confirmed | On Request |  |  |  |  | I-RES SAGL |  |  | No |  | 514
| DTC-0515 | Implantology | Endosseous Dental Implant | Volution (SVB3810I) | I-Res SAGL | Dental Implants | Switzerland | A dental implant is a titanium post placed in the jawbone to replace a missing tooth root and support restorations like crowns or bridges. | A dental implant is a biocompatible titanium fixture inserted into the jawbone, where it bonds with bone through osseointegration. It acts as a stable foundation for prosthetic teeth, restoring function, aesthetics, and preventing bone loss. | Replacement of missing teeth, support prosthetic restorations | Biocompatible, osseointegrating, strong, surface-treated, stable connection, long-term tooth replacement. | High primary stability, strong osseointegration, reduces bacterial infiltration � IRES Group | ø 3. 7Mm H 10mm | Titanium (medical-grade) with SLA surface treatment � | Sterile | Cool, Dry Place, Keep Sterile Packaging, Avoid Contamination | 96 Months |  | Request Quote | To be confirmed | On Request |  |  |  |  | I-RES SAGL |  |  | No |  | 515
| DTC-0516 | Implantology | Endosseous Dental Implant | Volution (SVB3811I) | I-Res SAGL | Dental Implants | Switzerland | A dental implant is a titanium post placed in the jawbone to replace a missing tooth root and support restorations like crowns or bridges. | A dental implant is a biocompatible titanium fixture inserted into the jawbone, where it bonds with bone through osseointegration. It acts as a stable foundation for prosthetic teeth, restoring function, aesthetics, and preventing bone loss. | Replacement of missing teeth, support prosthetic restorations | Biocompatible, osseointegrating, strong, surface-treated, stable connection, long-term tooth replacement. | High primary stability, strong osseointegration, reduces bacterial infiltration � IRES Group | ø 3. 7Mm H 11. 5mm | Titanium (medical-grade) with SLA surface treatment � | Sterile | Cool, Dry Place, Keep Sterile Packaging, Avoid Contamination | 96 Months |  | Request Quote | To be confirmed | On Request |  |  |  |  | I-RES SAGL |  |  | No |  | 516
| DTC-0517 | Implantology | Endosseous Dental Implant | Volution (SVB3411I) | I-Res SAGL | Dental Implants | Switzerland | A dental implant is a titanium post placed in the jawbone to replace a missing tooth root and support restorations like crowns or bridges. | A dental implant is a biocompatible titanium fixture inserted into the jawbone, where it bonds with bone through osseointegration. It acts as a stable foundation for prosthetic teeth, restoring function, aesthetics, and preventing bone loss. | Replacement of missing teeth, support prosthetic restorations | Biocompatible, osseointegrating, strong, surface-treated, stable connection, long-term tooth replacement. | High primary stability, strong osseointegration, reduces bacterial infiltration � IRES Group | ø 3. 3Mm H 11. 5mm | Titanium (medical-grade) with SLA surface treatment � | Sterile | Cool, Dry Place, Keep Sterile Packaging, Avoid Contamination | 96 Months |  | Request Quote | To be confirmed | On Request |  |  |  |  | I-RES SAGL |  |  | No |  | 517
| DTC-0518 | Implantology | Endosseous Dental Implant | Volution (SVB4124) | I-Res SAGL | Dental Implants | Switzerland | A dental implant is a titanium post placed in the jawbone to replace a missing tooth root and support restorations like crowns or bridges. | A dental implant is a biocompatible titanium fixture inserted into the jawbone, where it bonds with bone through osseointegration. It acts as a stable foundation for prosthetic teeth, restoring function, aesthetics, and preventing bone loss. | Replacement of missing teeth, support prosthetic restorations | Biocompatible, osseointegrating, strong, surface-treated, stable connection, long-term tooth replacement. | High primary stability, strong osseointegration, reduces bacterial infiltration � IRES Group | ∅ 4. 1Mm H 24mm | Titanium (medical-grade) with SLA surface treatment � | Sterile | Cool, Dry Place, Keep Sterile Packaging, Avoid Contamination | 231 Months |  | Request Quote | To be confirmed | On Request |  |  |  |  | I-RES SAGL |  |  | No |  | 518
| DTC-0519 | Implantology | Endosseous Dental Implant | Volution (SVB3408I) | I-Res SAGL | Dental Implants | Switzerland | A dental implant is a titanium post placed in the jawbone to replace a missing tooth root and support restorations like crowns or bridges. | A dental implant is a biocompatible titanium fixture inserted into the jawbone, where it bonds with bone through osseointegration. It acts as a stable foundation for prosthetic teeth, restoring function, aesthetics, and preventing bone loss. | Replacement of missing teeth, support prosthetic restorations | Biocompatible, osseointegrating, strong, surface-treated, stable connection, long-term tooth replacement. | High primary stability, strong osseointegration, reduces bacterial infiltration � IRES Group | ø 3. 3Mm H 8mm | Titanium (medical-grade) with SLA surface treatment � | Sterile | Cool, Dry Place, Keep Sterile Packaging, Avoid Contamination | 96 Months |  | Request Quote | To be confirmed | On Request |  |  |  |  | I-RES SAGL |  |  | No |  | 519
| DTC-0520 | Implantology | Endosseous Dental Implant | Volution (SVB3316I) | I-Res SAGL | Dental Implants | Switzerland | A dental implant is a titanium post placed in the jawbone to replace a missing tooth root and support restorations like crowns or bridges. | A dental implant is a biocompatible titanium fixture inserted into the jawbone, where it bonds with bone through osseointegration. It acts as a stable foundation for prosthetic teeth, restoring function, aesthetics, and preventing bone loss. | Replacement of missing teeth, support prosthetic restorations | Biocompatible, osseointegrating, strong, surface-treated, stable connection, long-term tooth replacement. | High primary stability, strong osseointegration, reduces bacterial infiltration � IRES Group | ø 3. 3Mm H 16mm | Titanium (medical-grade) with SLA surface treatment � | Sterile | Cool, Dry Place, Keep Sterile Packaging, Avoid Contamination | 96 Months |  | Request Quote | To be confirmed | On Request |  |  |  |  | I-RES SAGL |  |  | No |  | 520
| DTC-0521 | Implantology | Endosseous Dental Implant | Volution (SVB4706) | I-Res SAGL | Dental Implants | Switzerland | A dental implant is a titanium post placed in the jawbone to replace a missing tooth root and support restorations like crowns or bridges. | A dental implant is a biocompatible titanium fixture inserted into the jawbone, where it bonds with bone through osseointegration. It acts as a stable foundation for prosthetic teeth, restoring function, aesthetics, and preventing bone loss. | Replacement of missing teeth, support prosthetic restorations | Biocompatible, osseointegrating, strong, surface-treated, stable connection, long-term tooth replacement. | High primary stability, strong osseointegration, reduces bacterial infiltration � IRES Group | ∅ 4. 7Mm H 6. 5mm | Titanium (medical-grade) with SLA surface treatment � | Sterile | Cool, Dry Place, Keep Sterile Packaging, Avoid Contamination | 96 Months |  | Request Quote | To be confirmed | On Request |  |  |  |  | I-RES SAGL |  |  | No |  | 521
| DTC-0522 | Implantology | Endosseous Dental Implant | Volution (SVB4708) | I-Res SAGL | Dental Implants | Switzerland | A dental implant is a titanium post placed in the jawbone to replace a missing tooth root and support restorations like crowns or bridges. | A dental implant is a biocompatible titanium fixture inserted into the jawbone, where it bonds with bone through osseointegration. It acts as a stable foundation for prosthetic teeth, restoring function, aesthetics, and preventing bone loss. | Replacement of missing teeth, support prosthetic restorations | Biocompatible, osseointegrating, strong, surface-treated, stable connection, long-term tooth replacement. | High primary stability, strong osseointegration, reduces bacterial infiltration � IRES Group | ∅ 4. 7Mm H 8mm | Titanium (medical-grade) with SLA surface treatment � | Sterile | Cool, Dry Place, Keep Sterile Packaging, Avoid Contamination | 96 Months |  | Request Quote | To be confirmed | On Request |  |  |  |  | I-RES SAGL |  |  | No |  | 522
| DTC-0523 | Implantology | Endosseous Dental Implant | Volution (SVB4710) | I-Res SAGL | Dental Implants | Switzerland | A dental implant is a titanium post placed in the jawbone to replace a missing tooth root and support restorations like crowns or bridges. | A dental implant is a biocompatible titanium fixture inserted into the jawbone, where it bonds with bone through osseointegration. It acts as a stable foundation for prosthetic teeth, restoring function, aesthetics, and preventing bone loss. | Replacement of missing teeth, support prosthetic restorations | Biocompatible, osseointegrating, strong, surface-treated, stable connection, long-term tooth replacement. | High primary stability, strong osseointegration, reduces bacterial infiltration � IRES Group | ∅ 4. 7Mm H 10mm | Titanium (medical-grade) with SLA surface treatment � | Sterile | Cool, Dry Place, Keep Sterile Packaging, Avoid Contamination | 96 Months |  | Request Quote | To be confirmed | On Request |  |  |  |  | I-RES SAGL |  |  | No |  | 523
| DTC-0524 | Implantology | Endosseous Dental Implant | Volution (SVB4711) | I-Res SAGL | Dental Implants | Switzerland | A dental implant is a titanium post placed in the jawbone to replace a missing tooth root and support restorations like crowns or bridges. | A dental implant is a biocompatible titanium fixture inserted into the jawbone, where it bonds with bone through osseointegration. It acts as a stable foundation for prosthetic teeth, restoring function, aesthetics, and preventing bone loss. | Replacement of missing teeth, support prosthetic restorations | Biocompatible, osseointegrating, strong, surface-treated, stable connection, long-term tooth replacement. | High primary stability, strong osseointegration, reduces bacterial infiltration � IRES Group | ∅ 4. 7Mm H 11. 5mm | Titanium (medical-grade) with SLA surface treatment � | Sterile | Cool, Dry Place, Keep Sterile Packaging, Avoid Contamination | 96 Months |  | Request Quote | To be confirmed | On Request |  |  |  |  | I-RES SAGL |  |  | No |  | 524
| DTC-0525 | Implantology | Endosseous Dental Implant | Volution (SVB4713) | I-Res SAGL | Dental Implants | Switzerland | A dental implant is a titanium post placed in the jawbone to replace a missing tooth root and support restorations like crowns or bridges. | A dental implant is a biocompatible titanium fixture inserted into the jawbone, where it bonds with bone through osseointegration. It acts as a stable foundation for prosthetic teeth, restoring function, aesthetics, and preventing bone loss. | Replacement of missing teeth, support prosthetic restorations | Biocompatible, osseointegrating, strong, surface-treated, stable connection, long-term tooth replacement. | High primary stability, strong osseointegration, reduces bacterial infiltration � IRES Group | ∅ 4. 7Mm H 13mm | Titanium (medical-grade) with SLA surface treatment � | Sterile | Cool, Dry Place, Keep Sterile Packaging, Avoid Contamination | 96 Months |  | Request Quote | To be confirmed | On Request |  |  |  |  | I-RES SAGL |  |  | No |  | 525
| DTC-0526 | Implantology | Endosseous Dental Implant | Volution (SVB4716) | I-Res SAGL | Dental Implants | Switzerland | A dental implant is a titanium post placed in the jawbone to replace a missing tooth root and support restorations like crowns or bridges. | A dental implant is a biocompatible titanium fixture inserted into the jawbone, where it bonds with bone through osseointegration. It acts as a stable foundation for prosthetic teeth, restoring function, aesthetics, and preventing bone loss. | Replacement of missing teeth, support prosthetic restorations | Biocompatible, osseointegrating, strong, surface-treated, stable connection, long-term tooth replacement. | High primary stability, strong osseointegration, reduces bacterial infiltration � IRES Group | ∅ 4. 7Mm H 16mm | Titanium (medical-grade) with SLA surface treatment � | Sterile | Cool, Dry Place, Keep Sterile Packaging, Avoid Contamination | 96 Months |  | Request Quote | To be confirmed | On Request |  |  |  |  | I-RES SAGL |  |  | No |  | 526
| DTC-0527 | Implantology | Endosseous Dental Implant | Volution (SVB5206) | I-Res SAGL | Dental Implants | Switzerland | A dental implant is a titanium post placed in the jawbone to replace a missing tooth root and support restorations like crowns or bridges. | A dental implant is a biocompatible titanium fixture inserted into the jawbone, where it bonds with bone through osseointegration. It acts as a stable foundation for prosthetic teeth, restoring function, aesthetics, and preventing bone loss. | Replacement of missing teeth, support prosthetic restorations | Biocompatible, osseointegrating, strong, surface-treated, stable connection, long-term tooth replacement. | High primary stability, strong osseointegration, reduces bacterial infiltration � IRES Group | ∅ 5. 2Mm H 6. 5mm | Titanium (medical-grade) with SLA surface treatment � | Sterile | Cool, Dry Place, Keep Sterile Packaging, Avoid Contamination | 96 Months |  | Request Quote | To be confirmed | On Request |  |  |  |  | I-RES SAGL |  |  | No |  | 527
| DTC-0528 | Implantology | Endosseous Dental Implant | Volution (SVB3813I) | I-Res SAGL | Dental Implants | Switzerland | A dental implant is a titanium post placed in the jawbone to replace a missing tooth root and support restorations like crowns or bridges. | A dental implant is a biocompatible titanium fixture inserted into the jawbone, where it bonds with bone through osseointegration. It acts as a stable foundation for prosthetic teeth, restoring function, aesthetics, and preventing bone loss. | Replacement of missing teeth, support prosthetic restorations | Biocompatible, osseointegrating, strong, surface-treated, stable connection, long-term tooth replacement. | High primary stability, strong osseointegration, reduces bacterial infiltration � IRES Group | ø 3. 7Mm H 13mm | Titanium (medical-grade) with SLA surface treatment � | Sterile | Cool, Dry Place, Keep Sterile Packaging, Avoid Contamination | 96 Months |  | Request Quote | To be confirmed | On Request |  |  |  |  | I-RES SAGL |  |  | No |  | 528
| DTC-0529 | Implantology | Endosseous Dental Implant | Volution (SVB5208) | I-Res SAGL | Dental Implants | Switzerland | A dental implant is a titanium post placed in the jawbone to replace a missing tooth root and support restorations like crowns or bridges. | A dental implant is a biocompatible titanium fixture inserted into the jawbone, where it bonds with bone through osseointegration. It acts as a stable foundation for prosthetic teeth, restoring function, aesthetics, and preventing bone loss. | Replacement of missing teeth, support prosthetic restorations | Biocompatible, osseointegrating, strong, surface-treated, stable connection, long-term tooth replacement. | High primary stability, strong osseointegration, reduces bacterial infiltration � IRES Group | ∅ 5. 2Mm H 8mm | Titanium (medical-grade) with SLA surface treatment � | Sterile | Cool, Dry Place, Keep Sterile Packaging, Avoid Contamination | 96 Months |  | Request Quote | To be confirmed | On Request |  |  |  |  | I-RES SAGL |  |  | No |  | 529
| DTC-0530 | Implantology | Endosseous Dental Implant | Volution (SVB5211) | I-Res SAGL | Dental Implants | Switzerland | A dental implant is a titanium post placed in the jawbone to replace a missing tooth root and support restorations like crowns or bridges. | A dental implant is a biocompatible titanium fixture inserted into the jawbone, where it bonds with bone through osseointegration. It acts as a stable foundation for prosthetic teeth, restoring function, aesthetics, and preventing bone loss. | Replacement of missing teeth, support prosthetic restorations | Biocompatible, osseointegrating, strong, surface-treated, stable connection, long-term tooth replacement. | High primary stability, strong osseointegration, reduces bacterial infiltration � IRES Group | ∅ 5. 2Mm H 11. 5mm | Titanium (medical-grade) with SLA surface treatment � | Sterile | Cool, Dry Place, Keep Sterile Packaging, Avoid Contamination | 96 Months |  | Request Quote | To be confirmed | On Request |  |  |  |  | I-RES SAGL |  |  | No |  | 530
| DTC-0531 | Implantology | Endosseous Dental Implant | Volution (SVB5213) | I-Res SAGL | Dental Implants | Switzerland | A dental implant is a titanium post placed in the jawbone to replace a missing tooth root and support restorations like crowns or bridges. | A dental implant is a biocompatible titanium fixture inserted into the jawbone, where it bonds with bone through osseointegration. It acts as a stable foundation for prosthetic teeth, restoring function, aesthetics, and preventing bone loss. | Replacement of missing teeth, support prosthetic restorations | Biocompatible, osseointegrating, strong, surface-treated, stable connection, long-term tooth replacement. | High primary stability, strong osseointegration, reduces bacterial infiltration � IRES Group | ∅ 5. 2Mm H 13mm | Titanium (medical-grade) with SLA surface treatment � | Sterile | Cool, Dry Place, Keep Sterile Packaging, Avoid Contamination | 96 Months |  | Request Quote | To be confirmed | On Request |  |  |  |  | I-RES SAGL |  |  | No |  | 531
| DTC-0532 | Implantology | Endosseous Dental Implant | Volution (SVB5216) | I-Res SAGL | Dental Implants | Switzerland | A dental implant is a titanium post placed in the jawbone to replace a missing tooth root and support restorations like crowns or bridges. | A dental implant is a biocompatible titanium fixture inserted into the jawbone, where it bonds with bone through osseointegration. It acts as a stable foundation for prosthetic teeth, restoring function, aesthetics, and preventing bone loss. | Replacement of missing teeth, support prosthetic restorations | Biocompatible, osseointegrating, strong, surface-treated, stable connection, long-term tooth replacement. | High primary stability, strong osseointegration, reduces bacterial infiltration � IRES Group | ∅ 5. 2Mm H 16mm | Titanium (medical-grade) with SLA surface treatment � | Sterile | Cool, Dry Place, Keep Sterile Packaging, Avoid Contamination | 96 Months |  | Request Quote | To be confirmed | On Request |  |  |  |  | I-RES SAGL |  |  | No |  | 532
| DTC-0533 | Implantology | Endosseous Dental Implant | Volution (SVB3308I) | I-Res SAGL | Dental Implants | Switzerland | A dental implant is a titanium post placed in the jawbone to replace a missing tooth root and support restorations like crowns or bridges. | A dental implant is a biocompatible titanium fixture inserted into the jawbone, where it bonds with bone through osseointegration. It acts as a stable foundation for prosthetic teeth, restoring function, aesthetics, and preventing bone loss. | Replacement of missing teeth, support prosthetic restorations | Biocompatible, osseointegrating, strong, surface-treated, stable connection, long-term tooth replacement. | High primary stability, strong osseointegration, reduces bacterial infiltration � IRES Group | ø 3. 3Mm H 8mm | Titanium (medical-grade) with SLA surface treatment � | Sterile | Cool, Dry Place, Keep Sterile Packaging, Avoid Contamination | 96 Months |  | Request Quote | To be confirmed | On Request |  |  |  |  | I-RES SAGL |  |  | No |  | 533
| DTC-0534 | Implantology | Endosseous Dental Implant | Volution (SVB3310I) | I-Res SAGL | Dental Implants | Switzerland | A dental implant is a titanium post placed in the jawbone to replace a missing tooth root and support restorations like crowns or bridges. | A dental implant is a biocompatible titanium fixture inserted into the jawbone, where it bonds with bone through osseointegration. It acts as a stable foundation for prosthetic teeth, restoring function, aesthetics, and preventing bone loss. | Replacement of missing teeth, support prosthetic restorations | Biocompatible, osseointegrating, strong, surface-treated, stable connection, long-term tooth replacement. |  | ø 3. 3Mm H 10mm | Titanium (medical-grade) with SLA surface treatment � | Sterile | Cool, Dry Place, Keep Sterile Packaging, Avoid Contamination | 96 Months |  | Request Quote | To be confirmed | On Request |  |  |  |  | I-RES SAGL |  |  | No |  | 534
| DTC-0535 | Implantology | Endosseous Dental Implant | Volution (SVB3311I) | I-Res SAGL | Dental Implants | Switzerland | A dental implant is a titanium post placed in the jawbone to replace a missing tooth root and support restorations like crowns or bridges. | A dental implant is a biocompatible titanium fixture inserted into the jawbone, where it bonds with bone through osseointegration. It acts as a stable foundation for prosthetic teeth, restoring function, aesthetics, and preventing bone loss. | Replacement of missing teeth, support prosthetic restorations | Biocompatible, osseointegrating, strong, surface-treated, stable connection, long-term tooth replacement. |  | ø 3. 3Mm H 11. 5mm | Titanium (medical-grade) with SLA surface treatment � | Sterile | Cool, Dry Place, Keep Sterile Packaging, Avoid Contamination | 96 Months |  | Request Quote | To be confirmed | On Request |  |  |  |  | I-RES SAGL |  |  | No |  | 535
| DTC-0536 | Implantology | Endosseous Dental Implant | Volution (SVB3313I) | I-Res SAGL | Dental Implants | Switzerland | A dental implant is a titanium post placed in the jawbone to replace a missing tooth root and support restorations like crowns or bridges. | A dental implant is a biocompatible titanium fixture inserted into the jawbone, where it bonds with bone through osseointegration. It acts as a stable foundation for prosthetic teeth, restoring function, aesthetics, and preventing bone loss. | Replacement of missing teeth, support prosthetic restorations | Biocompatible, osseointegrating, strong, surface-treated, stable connection, long-term tooth replacement. |  | ø 3. 3Mm H 13mm | Titanium (medical-grade) with SLA surface treatment � | Sterile | Cool, Dry Place, Keep Sterile Packaging, Avoid Contamination | 249 Months |  | Request Quote | To be confirmed | On Request |  |  |  |  | I-RES SAGL |  |  | No |  | 536
| DTC-0537 | Implantology | Endosseous Dental Implant | Volution (SVB5210) | I-Res SAGL | Dental Implants | Switzerland | A dental implant is a titanium post placed in the jawbone to replace a missing tooth root and support restorations like crowns or bridges. | A dental implant is a biocompatible titanium fixture inserted into the jawbone, where it bonds with bone through osseointegration. It acts as a stable foundation for prosthetic teeth, restoring function, aesthetics, and preventing bone loss. | Replacement of missing teeth, support prosthetic restorations | Biocompatible, osseointegrating, strong, surface-treated, stable connection, long-term tooth replacement. |  | ∅ 5. 2Mm H 10mm | Titanium (medical-grade) with SLA surface treatment � | Sterile | Cool, Dry Place, Keep Sterile Packaging, Avoid Contamination | 96 Months |  | Request Quote | To be confirmed | On Request |  |  |  |  | I-RES SAGL |  |  | No |  | 537
| DTC-0538 | Implantology | Endosseous Dental Implant | Volution (SVB3816I) | I-Res SAGL | Dental Implants | Switzerland | A dental implant is a titanium post placed in the jawbone to replace a missing tooth root and support restorations like crowns or bridges. | A dental implant is a biocompatible titanium fixture inserted into the jawbone, where it bonds with bone through osseointegration. It acts as a stable foundation for prosthetic teeth, restoring function, aesthetics, and preventing bone loss. | Replacement of missing teeth, support prosthetic restorations | Biocompatible, osseointegrating, strong, surface-treated, stable connection, long-term tooth replacement. |  | ø 3. 7Mm H 16mm |  | Sterile | Cool, Dry Place, Keep Sterile Packaging, Avoid Contamination | 96 Months |  | Request Quote | To be confirmed | On Request |  |  |  |  | I-RES SAGL |  |  | No |  | 538
| DTC-0539 | Implantology | Endosseous Dental Implant | Transfer/Abutment/Mounter Internal Hex Narrow (S1BN1A35) | I-Res SAGL | Dental Implant System | Switzerland | A dental implant is a titanium post placed in the jawbone to replace a missing tooth root and support restorations like crowns or bridges. | A dental implant is a biocompatible titanium fixture inserted into the jawbone, where it bonds with bone through osseointegration. It acts as a stable foundation for prosthetic teeth, restoring function, aesthetics, and preventing bone loss. | Replacement of missing teeth, support prosthetic restorations | Biocompatible, osseointegrating, strong, surface-treated, stable connection, long-term tooth replacement. |  | Ø 3. 5Mm | Commercially pure titanium (Grade 4) or titanium alloy (Ti-6Al-4V) with trace elements (O, Fe, N, C). | Sterile | Store In A Cool, Dry Place Away From Direct Sunlight; Keep In Original Sterile Packaging. |  |  | Request Quote | To be confirmed | On Request |  | I-RES SAGL |  |  | I-RES SAGL |  |  | No |  | 539
| DTC-0540 | Implantology | Endosseous Dental Implant | Angled Abutment Anatomic Internal Hex Narrow (S1B231545) | I-Res SAGL | Dental Implant System | Switzerland | A dental implant is a titanium post placed in the jawbone to replace a missing tooth root and support restorations like crowns or bridges. | A dental implant is a biocompatible titanium fixture inserted into the jawbone, where it bonds with bone through osseointegration. It acts as a stable foundation for prosthetic teeth, restoring function, aesthetics, and preventing bone loss. | Replacement of missing teeth, support prosthetic restorations | Biocompatible, osseointegrating, strong, surface-treated, stable connection, long-term tooth replacement. |  | Ø 4. 5Mm 15° h 3mm | Commercially pure titanium (Grade 4) or titanium alloy (Ti-6Al-4V) with trace elements (O, Fe, N, C). | Sterile | Store In A Cool, Dry Place Away From Direct Sunlight; Keep In Original Sterile Packaging. |  |  | Request Quote | To be confirmed | On Request |  | I-RES SAGL |  |  | I-RES SAGL |  |  | No |  | 540
| DTC-0541 | Implantology | Endosseous Dental Implant | Angled Abutment Anatomic Internal Hex Narrow (S1B212545) | I-Res SAGL | Dental Implant System | Switzerland | A dental implant is a titanium post placed in the jawbone to replace a missing tooth root and support restorations like crowns or bridges. | A dental implant is a biocompatible titanium fixture inserted into the jawbone, where it bonds with bone through osseointegration. It acts as a stable foundation for prosthetic teeth, restoring function, aesthetics, and preventing bone loss. | Replacement of missing teeth, support prosthetic restorations | Biocompatible, osseointegrating, strong, surface-treated, stable connection, long-term tooth replacement. |  | Ø 4. 5Mm 25° h 1mm | Commercially pure titanium (Grade 4) or titanium alloy (Ti-6Al-4V) with trace elements (O, Fe, N, C). | Sterile | Store In A Cool, Dry Place Away From Direct Sunlight; Keep In Original Sterile Packaging. |  |  | Request Quote | To be confirmed | On Request |  | I-RES SAGL |  |  | I-RES SAGL |  |  | No |  | 541
| DTC-0542 | Implantology | Endosseous Dental Implant | Angled Abutment Anatomic Internal Hex Narrow (S1B232545) | I-Res SAGL | Dental Implant System | Switzerland | A dental implant is a titanium post placed in the jawbone to replace a missing tooth root and support restorations like crowns or bridges. | A dental implant is a biocompatible titanium fixture inserted into the jawbone, where it bonds with bone through osseointegration. It acts as a stable foundation for prosthetic teeth, restoring function, aesthetics, and preventing bone loss. | Replacement of missing teeth, support prosthetic restorations | Biocompatible, osseointegrating, strong, surface-treated, stable connection, long-term tooth replacement. |  | Ø 4. 5Mm 25° h 3mm | Commercially pure titanium (Grade 4) or titanium alloy (Ti-6Al-4V) with trace elements (O, Fe, N, C). | Sterile | Store In A Cool, Dry Place Away From Direct Sunlight; Keep In Original Sterile Packaging. |  |  | Request Quote | To be confirmed | On Request |  | I-RES SAGL |  |  | I-RES SAGL |  |  | No |  | 542
| DTC-0543 | Implantology | Endosseous Dental Implant | Iretor Internal Hex (S1B80) | I-Res SAGL | Dental Implant System | Switzerland | A dental implant is a titanium post placed in the jawbone to replace a missing tooth root and support restorations like crowns or bridges. | A dental implant is a biocompatible titanium fixture inserted into the jawbone, where it bonds with bone through osseointegration. It acts as a stable foundation for prosthetic teeth, restoring function, aesthetics, and preventing bone loss. | Replacement of missing teeth, support prosthetic restorations | Biocompatible, osseointegrating, strong, surface-treated, stable connection, long-term tooth replacement. |  | H 0. 5mm | Commercially pure titanium (Grade 4) or titanium alloy (Ti-6Al-4V) with trace elements (O, Fe, N, C). | Sterile | Store In A Cool, Dry Place Away From Direct Sunlight; Keep In Original Sterile Packaging. |  |  | Request Quote | To be confirmed | On Request |  | I-RES SAGL |  |  | I-RES SAGL |  |  | No |  | 543
| DTC-0544 | Implantology | Endosseous Dental Implant | Iretor Internal Hex (S1B81) | I-Res SAGL | Dental Implant System | Switzerland | A dental implant is a titanium post placed in the jawbone to replace a missing tooth root and support restorations like crowns or bridges. | A dental implant is a biocompatible titanium fixture inserted into the jawbone, where it bonds with bone through osseointegration. It acts as a stable foundation for prosthetic teeth, restoring function, aesthetics, and preventing bone loss. | Replacement of missing teeth, support prosthetic restorations | Biocompatible, osseointegrating, strong, surface-treated, stable connection, long-term tooth replacement. |  | H 1mm | Commercially pure titanium (Grade 4) or titanium alloy (Ti-6Al-4V) with trace elements (O, Fe, N, C). | Sterile | Store In A Cool, Dry Place Away From Direct Sunlight; Keep In Original Sterile Packaging. |  |  | Request Quote | To be confirmed | On Request |  | I-RES SAGL |  |  | I-RES SAGL |  |  | No |  | 544
| DTC-0545 | Implantology | Endosseous Dental Implant | Iretor Internal Hex (S1B825) | I-Res SAGL | Dental Implant System | Switzerland | A dental implant is a titanium post placed in the jawbone to replace a missing tooth root and support restorations like crowns or bridges. | A dental implant is a biocompatible titanium fixture inserted into the jawbone, where it bonds with bone through osseointegration. It acts as a stable foundation for prosthetic teeth, restoring function, aesthetics, and preventing bone loss. | Replacement of missing teeth, support prosthetic restorations | Biocompatible, osseointegrating, strong, surface-treated, stable connection, long-term tooth replacement. |  | H 2. 5mm | Commercially pure titanium (Grade 4) or titanium alloy (Ti-6Al-4V) with trace elements (O, Fe, N, C). | Sterile | Store In A Cool, Dry Place Away From Direct Sunlight; Keep In Original Sterile Packaging. |  |  | Request Quote | To be confirmed | On Request |  | I-RES SAGL |  |  | I-RES SAGL |  |  | No |  | 545
| DTC-0546 | Implantology | Endosseous Dental Implant | Iretor Internal Hex (S1B835) | I-Res SAGL | Dental Implant System | Switzerland | A dental implant is a titanium post placed in the jawbone to replace a missing tooth root and support restorations like crowns or bridges. | A dental implant is a biocompatible titanium fixture inserted into the jawbone, where it bonds with bone through osseointegration. It acts as a stable foundation for prosthetic teeth, restoring function, aesthetics, and preventing bone loss. | Replacement of missing teeth, support prosthetic restorations | Biocompatible, osseointegrating, strong, surface-treated, stable connection, long-term tooth replacement. |  | H 3. 5mm | Commercially pure titanium (Grade 4) or titanium alloy (Ti-6Al-4V) with trace elements (O, Fe, N, C). | Sterile | Store In A Cool, Dry Place Away From Direct Sunlight; Keep In Original Sterile Packaging. |  |  | Request Quote | To be confirmed | On Request |  | I-RES SAGL |  |  | I-RES SAGL |  |  | No |  | 546
| DTC-0547 | Implantology | Endosseous Dental Implant | Iretor Internal Hex (S1B845) | I-Res SAGL | Dental Implant System | Switzerland | Dental Implant is a metal post that replaces the root portion of a missing tooth. | A dental implant is a biocompatible titanium fixture inserted into the jawbone, where it bonds with bone through osseointegration. It acts as a stable foundation for prosthetic teeth, restoring function, aesthetics, and preventing bone loss. | Replacement of missing teeth, support prosthetic restorations | Biocompatible, osseointegrating, strong, surface-treated, stable connection, long-term tooth replacement. |  | H 4. 5 mm | Commercially pure titanium (Grade 4) or titanium alloy (Ti-6Al-4V) with trace elements (O, Fe, N, C). | Sterile | Store In A Cool, Dry Place Away From Direct Sunlight; Keep In Original Sterile Packaging. |  |  | Request Quote | To be confirmed | On Request |  | I-RES SAGL |  |  | I-RES SAGL |  |  | No |  | 547
| DTC-0548 | Implantology | Endosseous Dental Implant | Iretor Internal Hex (S1B865) | I-Res SAGL | Dental Implant System | Switzerland | Dental Implant is a metal post that replaces the root portion of a missing tooth. | A dental implant is a biocompatible titanium fixture inserted into the jawbone, where it bonds with bone through osseointegration. It acts as a stable foundation for prosthetic teeth, restoring function, aesthetics, and preventing bone loss. | Replacement of missing teeth, support prosthetic restorations | Biocompatible, osseointegrating, strong, surface-treated, stable connection, long-term tooth replacement. |  | H 6. 5 mm | Commercially pure titanium (Grade 4) or titanium alloy (Ti-6Al-4V) with trace elements (O, Fe, N, C). | Sterile | Store In A Cool, Dry Place Away From Direct Sunlight; Keep In Original Sterile Packaging. |  |  | Request Quote | To be confirmed | On Request |  | I-RES SAGL |  |  | I-RES SAGL |  |  | No |  | 548
| DTC-0549 | Implantology | Endosseous Dental Implant | Link (S1BL1) | I-Res SAGL | Dental Implant System | Switzerland | Dental Implant is a metal post that replaces the root portion of a missing tooth. | A dental implant is a biocompatible titanium fixture inserted into the jawbone, where it bonds with bone through osseointegration. It acts as a stable foundation for prosthetic teeth, restoring function, aesthetics, and preventing bone loss. | Replacement of missing teeth, support prosthetic restorations | Biocompatible, osseointegrating, strong, surface-treated, stable connection, long-term tooth replacement. |  | H 1MM | Commercially pure titanium (Grade 4) or titanium alloy (Ti-6Al-4V) with trace elements (O, Fe, N, C). | Sterile | Store In A Cool, Dry Place Away From Direct Sunlight; Keep In Original Sterile Packaging. |  |  | Request Quote | To be confirmed | On Request |  | I-RES SAGL |  |  | I-RES SAGL |  |  | No |  | 549
| DTC-0550 | Implantology | Endosseous Dental Implant | Angled Abutment Anatomic Internal Hex Narrow (S1B211545) | I-Res SAGL | Dental Implant System | Switzerland | Dental Implant is a metal post that replaces the root portion of a missing tooth. | A dental implant is a biocompatible titanium fixture inserted into the jawbone, where it bonds with bone through osseointegration. It acts as a stable foundation for prosthetic teeth, restoring function, aesthetics, and preventing bone loss. | Replacement of missing teeth, support prosthetic restorations | Biocompatible, osseointegrating, strong, surface-treated, stable connection, long-term tooth replacement. |  | Ø 4. 5Mm 15° h 1mm | Commercially pure titanium (Grade 4) or titanium alloy (Ti-6Al-4V) with trace elements (O, Fe, N, C). | Sterile | Store In A Cool, Dry Place Away From Direct Sunlight; Keep In Original Sterile Packaging. |  |  | Request Quote | To be confirmed | On Request |  | I-RES SAGL |  |  | I-RES SAGL |  |  | No |  | 550
| DTC-0551 | Implantology | Endosseous Dental Implant | Link (S1BL2) | I-Res SAGL | Dental Implant System | Switzerland | Dental Implant is a metal post that replaces the root portion of a missing tooth. | A dental implant is a biocompatible titanium fixture inserted into the jawbone, where it bonds with bone through osseointegration. It acts as a stable foundation for prosthetic teeth, restoring function, aesthetics, and preventing bone loss. | Replacement of missing teeth, support prosthetic restorations | Biocompatible, osseointegrating, strong, surface-treated, stable connection, long-term tooth replacement. |  | H 2 mm | Commercially pure titanium (Grade 4) or titanium alloy (Ti-6Al-4V) with trace elements (O, Fe, N, C). | Sterile | Store In A Cool, Dry Place Away From Direct Sunlight; Keep In Original Sterile Packaging. |  |  | Request Quote | To be confirmed | On Request |  | I-RES SAGL |  |  | I-RES SAGL |  |  | No |  | 551
| DTC-0552 | Implantology | Endosseous Dental Implant | Link (S1BL4) | I-Res SAGL | Dental Implant System | Switzerland | Dental Implant is a metal post that replaces the root portion of a missing tooth. | A dental implant is a biocompatible titanium fixture inserted into the jawbone, where it bonds with bone through osseointegration. It acts as a stable foundation for prosthetic teeth, restoring function, aesthetics, and preventing bone loss. | Replacement of missing teeth, support prosthetic restorations | Biocompatible, osseointegrating, strong, surface-treated, stable connection, long-term tooth replacement. |  | H 4 mm | Commercially pure titanium (Grade 4) or titanium alloy (Ti-6Al-4V) with trace elements (O, Fe, N, C). | Sterile | Store In A Cool, Dry Place Away From Direct Sunlight; Keep In Original Sterile Packaging. |  |  | Request Quote | To be confirmed | On Request |  | I-RES SAGL |  |  | I-RES SAGL |  |  | No |  | 552
| DTC-0553 | Implantology | Endosseous Dental Implant | Link (S1BL5) | I-Res SAGL | Dental Implant System | Switzerland | Dental Implant is a metal post that replaces the root portion of a missing tooth. | A dental implant is a biocompatible titanium fixture inserted into the jawbone, where it bonds with bone through osseointegration. It acts as a stable foundation for prosthetic teeth, restoring function, aesthetics, and preventing bone loss. | Replacement of missing teeth, support prosthetic restorations | Biocompatible, osseointegrating, strong, surface-treated, stable connection, long-term tooth replacement. |  | H 5 mm | Commercially pure titanium (Grade 4) or titanium alloy (Ti-6Al-4V) with trace elements (O, Fe, N, C). | Sterile | Store In A Cool, Dry Place Away From Direct Sunlight; Keep In Original Sterile Packaging. |  |  | Request Quote | To be confirmed | On Request |  | I-RES SAGL |  |  | I-RES SAGL |  |  | No |  | 553
| DTC-0554 | Implantology | Endosseous Dental Implant | Link (S1BL6) | I-Res SAGL | Dental Implant System | Switzerland | Dental Implant is a metal post that replaces the root portion of a missing tooth. | A dental implant is a biocompatible titanium fixture inserted into the jawbone, where it bonds with bone through osseointegration. It acts as a stable foundation for prosthetic teeth, restoring function, aesthetics, and preventing bone loss. | Replacement of missing teeth, support prosthetic restorations | Biocompatible, osseointegrating, strong, surface-treated, stable connection, long-term tooth replacement. |  | H 6mm | Commercially pure titanium (Grade 4) or titanium alloy (Ti-6Al-4V) with trace elements (O, Fe, N, C). | Sterile | Store In A Cool, Dry Place Away From Direct Sunlight; Keep In Original Sterile Packaging. |  |  | Request Quote | To be confirmed | On Request |  |  |  |  | I-RES SAGL |  |  | No |  | 554
| DTC-0555 | Implantology | Endosseous Dental Implant | Link (S1BL7) | I-Res SAGL | Dental Implant System | Switzerland | Dental Implant is a metal post that replaces the root portion of a missing tooth. | A dental implant is a biocompatible titanium fixture inserted into the jawbone, where it bonds with bone through osseointegration. It acts as a stable foundation for prosthetic teeth, restoring function, aesthetics, and preventing bone loss. | Replacement of missing teeth, support prosthetic restorations | Biocompatible, osseointegrating, strong, surface-treated, stable connection, long-term tooth replacement. |  | H 7 mm | Commercially pure titanium (Grade 4) or titanium alloy (Ti-6Al-4V) with trace elements (O, Fe, N, C). | Sterile | Store In A Cool, Dry Place Away From Direct Sunlight; Keep In Original Sterile Packaging. |  |  | Request Quote | To be confirmed | On Request |  |  |  |  | I-RES SAGL |  |  | No |  | 555
| DTC-0556 | Implantology | Endosseous Dental Implant | Conometric Abutment Es. Int. Regular Straigh (S1B0015SC) | I-Res SAGL | Dental Implant System | Switzerland | Dental Implant is a metal post that replaces the root portion of a missing tooth. | A dental implant is a biocompatible titanium fixture inserted into the jawbone, where it bonds with bone through osseointegration. It acts as a stable foundation for prosthetic teeth, restoring function, aesthetics, and preventing bone loss. | Replacement of missing teeth, support prosthetic restorations | Biocompatible, osseointegrating, strong, surface-treated, stable connection, long-term tooth replacement. |  | H1. 5mm | Commercially pure titanium (Grade 4) or titanium alloy (Ti-6Al-4V) with trace elements (O, Fe, N, C). | Sterile | Store In A Cool, Dry Place Away From Direct Sunlight; Keep In Original Sterile Packaging. |  |  | Request Quote | To be confirmed | On Request |  |  |  |  | I-RES SAGL |  |  | No |  | 556
| DTC-0557 | Implantology | Endosseous Dental Implant | Conometric Abutment Es. Int. Regular Straight (S1B0030SC) | I-Res SAGL | Dental Implant System | Switzerland | Dental Implant is a metal post that replaces the root portion of a missing tooth. | A dental implant is a biocompatible titanium fixture inserted into the jawbone, where it bonds with bone through osseointegration. It acts as a stable foundation for prosthetic teeth, restoring function, aesthetics, and preventing bone loss. | Replacement of missing teeth, support prosthetic restorations | Biocompatible, osseointegrating, strong, surface-treated, stable connection, long-term tooth replacement. |  | H 3mm | Commercially pure titanium (Grade 4) or titanium alloy (Ti-6Al-4V) with trace elements (O, Fe, N, C). | Sterile | Store In A Cool, Dry Place Away From Direct Sunlight; Keep In Original Sterile Packaging. |  |  | Request Quote | To be confirmed | On Request |  |  |  |  | I-RES SAGL |  |  | No |  | 557
| DTC-0558 | Implantology | Endosseous Dental Implant | Conometric Abutment Es. Int. Regular Straight (S1B0045SC) | I-Res SAGL | Dental Implant System | Switzerland | Dental Implant is a metal post that replaces the root portion of a missing tooth. | A dental implant is a biocompatible titanium fixture inserted into the jawbone, where it bonds with bone through osseointegration. It acts as a stable foundation for prosthetic teeth, restoring function, aesthetics, and preventing bone loss. | Replacement of missing teeth, support prosthetic restorations | Biocompatible, osseointegrating, strong, surface-treated, stable connection, long-term tooth replacement. |  | H4. 5mm | Commercially pure titanium (Grade 4) or titanium alloy (Ti-6Al-4V) with trace elements (O, Fe, N, C). | Sterile | Store In A Cool, Dry Place Away From Direct Sunlight; Keep In Original Sterile Packaging. |  |  | Request Quote | To be confirmed | On Request |  |  |  |  | I-RES SAGL |  |  | No |  | 558
| DTC-0559 | Implantology | Endosseous Dental Implant | Conometric Abutment Es. Int. Regular Straigh (S1B0060SC) | I-Res SAGL | Dental Implant System | Switzerland | Dental Implant is a metal post that replaces the root portion of a missing tooth. | A dental implant is a biocompatible titanium fixture inserted into the jawbone, where it bonds with bone through osseointegration. It acts as a stable foundation for prosthetic teeth, restoring function, aesthetics, and preventing bone loss. | Replacement of missing teeth, support prosthetic restorations | Biocompatible, osseointegrating, strong, surface-treated, stable connection, long-term tooth replacement. |  | H 6mm | Commercially pure titanium (Grade 4) or titanium alloy (Ti-6Al-4V) with trace elements (O, Fe, N, C). | Sterile | Store In A Cool, Dry Place Away From Direct Sunlight; Keep In Original Sterile Packaging. |  |  | Request Quote | To be confirmed | On Request |  |  |  |  | I-RES SAGL |  |  | No |  | 559
| DTC-0560 | Implantology | Endosseous Dental Implant | Conometric Abutment Es. Int. Regular (S1B0715SC) | I-Res SAGL | Dental Implant System | Switzerland | Dental Implant is a metal post that replaces the root portion of a missing tooth. | A dental implant is a biocompatible titanium fixture inserted into the jawbone, where it bonds with bone through osseointegration. It acts as a stable foundation for prosthetic teeth, restoring function, aesthetics, and preventing bone loss. | Replacement of missing teeth, support prosthetic restorations | Biocompatible, osseointegrating, strong, surface-treated, stable connection, long-term tooth replacement. |  | 7. 5° h1. 5mm | Commercially pure titanium (Grade 4) or titanium alloy (Ti-6Al-4V) with trace elements (O, Fe, N, C). | Sterile | Store In A Cool, Dry Place Away From Direct Sunlight; Keep In Original Sterile Packaging. |  |  | Request Quote | To be confirmed | On Request |  |  |  |  | I-RES SAGL |  |  | No |  | 560
| DTC-0561 | Implantology | Endosseous Dental Implant | Conometric Abutment Es. Int. Regular (S1B0730SC) | I-Res SAGL | Dental Implant System | Switzerland | Dental Implant is a metal post that replaces the root portion of a missing tooth. | A dental implant is a biocompatible titanium fixture inserted into the jawbone, where it bonds with bone through osseointegration. It acts as a stable foundation for prosthetic teeth, restoring function, aesthetics, and preventing bone loss. | Replacement of missing teeth, support prosthetic restorations | Biocompatible, osseointegrating, strong, surface-treated, stable connection, long-term tooth replacement. |  | 7. 5° h3mm | Commercially pure titanium (Grade 4) or titanium alloy (Ti-6Al-4V) with trace elements (O, Fe, N, C). | Sterile | Store In A Cool, Dry Place Away From Direct Sunlight; Keep In Original Sterile Packaging. |  |  | Request Quote | To be confirmed | On Request |  |  |  |  | I-RES SAGL |  |  | No |  | 561
| DTC-0562 | Implantology | Endosseous Dental Implant | Link (S1BL3) | I-Res SAGL | Dental Implant System | Switzerland | Dental Implant is a metal post that replaces the root portion of a missing tooth. | A dental implant is a biocompatible titanium fixture inserted into the jawbone, where it bonds with bone through osseointegration. It acts as a stable foundation for prosthetic teeth, restoring function, aesthetics, and preventing bone loss. | Replacement of missing teeth, support prosthetic restorations | Biocompatible, osseointegrating, strong, surface-treated, stable connection, long-term tooth replacement. |  | H 3mm | Commercially pure titanium (Grade 4) or titanium alloy (Ti-6Al-4V) with trace elements (O, Fe, N, C). | Sterile | Store In A Cool, Dry Place Away From Direct Sunlight; Keep In Original Sterile Packaging. |  |  | Request Quote | To be confirmed | On Request |  |  |  |  | I-RES SAGL |  |  | No |  | 562
| DTC-0563 | Implantology | Endosseous Dental Implant | Angled Abutment Anatomic Internal Hex Narrow (S1B2145F) | I-Res SAGL | Dental Implant System | Switzerland | Dental Implant is a metal post that replaces the root portion of a missing tooth. | A dental implant is a biocompatible titanium fixture inserted into the jawbone, where it bonds with bone through osseointegration. It acts as a stable foundation for prosthetic teeth, restoring function, aesthetics, and preventing bone loss. | Replacement of missing teeth, support prosthetic restorations | Biocompatible, osseointegrating, strong, surface-treated, stable connection, long-term tooth replacement. |  | Ø 4. 5Mm 17° h 1mm | Commercially pure titanium (Grade 4) or titanium alloy (Ti-6Al-4V) with trace elements (O, Fe, N, C). | Sterile | Store In A Cool, Dry Place Away From Direct Sunlight; Keep In Original Sterile Packaging. |  |  | Request Quote | To be confirmed | On Request |  |  |  |  | I-RES SAGL |  |  | No |  | 563
| DTC-0564 | Implantology | Endosseous Dental Implant | Angled Abutment Anatomic Internal Hex Narrow (S1B2125F) | I-Res SAGL | Dental Implant System | Switzerland | Dental Implant is a metal post that replaces the root portion of a missing tooth. | A dental implant is a biocompatible titanium fixture inserted into the jawbone, where it bonds with bone through osseointegration. It acts as a stable foundation for prosthetic teeth, restoring function, aesthetics, and preventing bone loss. | Replacement of missing teeth, support prosthetic restorations | Biocompatible, osseointegrating, strong, surface-treated, stable connection, long-term tooth replacement. |  | Ø 4. 5Mm 25° h 1mm | Commercially pure titanium (Grade 4) or titanium alloy (Ti-6Al-4V) with trace elements (O, Fe, N, C). | Sterile | Store In A Cool, Dry Place Away From Direct Sunlight; Keep In Original Sterile Packaging. |  |  | Request Quote | To be confirmed | On Request |  |  |  |  | I-RES SAGL |  |  | No |  | 564
| DTC-0565 | Implantology | Endosseous Dental Implant | Ball Abutment Internal Hex (S1B65) | I-Res SAGL | Dental Implant System | Switzerland | Dental Implant is a metal post that replaces the root portion of a missing tooth. | A dental implant is a biocompatible titanium fixture inserted into the jawbone, where it bonds with bone through osseointegration. It acts as a stable foundation for prosthetic teeth, restoring function, aesthetics, and preventing bone loss. | Replacement of missing teeth, support prosthetic restorations | Biocompatible, osseointegrating, strong, surface-treated, stable connection, long-term tooth replacement. |  | Ø 3. 5Mm h 5mm | Commercially pure titanium (Grade 4) or titanium alloy (Ti-6Al-4V) with trace elements (O, Fe, N, C). | Sterile | Store In A Cool, Dry Place Away From Direct Sunlight; Keep In Original Sterile Packaging. |  |  | Request Quote | To be confirmed | On Request |  |  |  |  | I-RES SAGL |  |  | No |  | 565
| DTC-0566 | Implantology | Endosseous Dental Implant | Anatomic Abutment Internal Hex (S1B1145) | I-Res SAGL | Dental Implant System | Switzerland | Dental Implant is a metal post that replaces the root portion of a missing tooth. | A dental implant is a biocompatible titanium fixture inserted into the jawbone, where it bonds with bone through osseointegration. It acts as a stable foundation for prosthetic teeth, restoring function, aesthetics, and preventing bone loss. | Replacement of missing teeth, support prosthetic restorations | Biocompatible, osseointegrating, strong, surface-treated, stable connection, long-term tooth replacement. |  | Ø 4. 5Mm h 1mm | Commercially pure titanium (Grade 4) or titanium alloy (Ti-6Al-4V) with trace elements (O, Fe, N, C). | Sterile | Store In A Cool, Dry Place Away From Direct Sunlight; Keep In Original Sterile Packaging. |  |  | Request Quote | To be confirmed | On Request |  |  |  |  | I-RES SAGL |  |  | No |  | 566
| DTC-0567 | Implantology | Endosseous Dental Implant | Anatomic Abutment Internal Hex (S1B1345) | I-Res SAGL | Dental Implant System | Switzerland | Dental Implant is a metal post that replaces the root portion of a missing tooth. | A dental implant is a biocompatible titanium fixture inserted into the jawbone, where it bonds with bone through osseointegration. It acts as a stable foundation for prosthetic teeth, restoring function, aesthetics, and preventing bone loss. | Replacement of missing teeth, support prosthetic restorations | Biocompatible, osseointegrating, strong, surface-treated, stable connection, long-term tooth replacement. |  | Ø 4. 5Mm h 3mm | Commercially pure titanium (Grade 4) or titanium alloy (Ti-6Al-4V) with trace elements (O, Fe, N, C). | Sterile | Store In A Cool, Dry Place Away From Direct Sunlight; Keep In Original Sterile Packaging. |  |  | Request Quote | To be confirmed | On Request |  |  |  |  | I-RES SAGL |  |  | No |  | 567
| DTC-0568 | Implantology | Endosseous Dental Implant | Angled Abutment Anatomic With FF Internal Hex Narrow (S1B250F) | I-Res SAGL | Dental Implant System | Switzerland | Dental Implant is a metal post that replaces the root portion of a missing tooth. | A dental implant is a biocompatible titanium fixture inserted into the jawbone, where it bonds with bone through osseointegration. It acts as a stable foundation for prosthetic teeth, restoring function, aesthetics, and preventing bone loss. | Replacement of missing teeth, support prosthetic restorations | Biocompatible, osseointegrating, strong, surface-treated, stable connection, long-term tooth replacement. |  | Ø 4. 5Mm 20° | Commercially pure titanium (Grade 4) or titanium alloy (Ti-6Al-4V) with trace elements (O, Fe, N, C). | Sterile | Store In A Cool, Dry Place Away From Direct Sunlight; Keep In Original Sterile Packaging. |  |  | Request Quote | To be confirmed | On Request |  |  |  |  | I-RES SAGL |  |  | No |  | 568
| DTC-0569 | Implantology | Endosseous Dental Implant | Angled Abutment Anatomic With FF Without Emergency Profile Internal Hex narrow(S1B245FS) | I-Res SAGL | Dental Implant System | Switzerland | Dental Implant is a metal post that replaces the root portion of a missing tooth. | A dental implant is a biocompatible titanium fixture inserted into the jawbone, where it bonds with bone through osseointegration. It acts as a stable foundation for prosthetic teeth, restoring function, aesthetics, and preventing bone loss. | Replacement of missing teeth, support prosthetic restorations | Biocompatible, osseointegrating, strong, surface-treated, stable connection, long-term tooth replacement. |  | Ø 4. 5Mm 20° | Commercially pure titanium (Grade 4) or titanium alloy (Ti-6Al-4V) with trace elements (O, Fe, N, C). | Sterile | Store In A Cool, Dry Place Away From Direct Sunlight; Keep In Original Sterile Packaging. |  |  | Request Quote | To be confirmed | On Request |  |  |  |  | I-RES SAGL |  |  | No |  | 569
| DTC-0570 | Implantology | Endosseous Dental Implant | Angled Abutment Anatomic With FF Internal Hex (S1B212545F) | I-Res SAGL | Dental Implant System | Switzerland | Dental Implant is a metal post that replaces the root portion of a missing tooth. | A dental implant is a biocompatible titanium fixture inserted into the jawbone, where it bonds with bone through osseointegration. It acts as a stable foundation for prosthetic teeth, restoring function, aesthetics, and preventing bone loss. | Replacement of missing teeth, support prosthetic restorations | Biocompatible, osseointegrating, strong, surface-treated, stable connection, long-term tooth replacement. |  | Ø 4. 5Mm 25° h 1mm | Commercially pure titanium (Grade 4) or titanium alloy (Ti-6Al-4V) with trace elements (O, Fe, N, C). | Sterile | Store In A Cool, Dry Place Away From Direct Sunlight; Keep In Original Sterile Packaging. |  |  | Request Quote | To be confirmed | On Request |  |  |  |  | I-RES SAGL |  |  | No |  | 570
| DTC-0571 | Implantology | Endosseous Dental Implant | Angled Abutment Anatomic With FF Internal Hex (S1B232545F) | I-Res SAGL | Dental Implant System | Switzerland | Dental Implant is a metal post that replaces the root portion of a missing tooth. | A dental implant is a biocompatible titanium fixture inserted into the jawbone, where it bonds with bone through osseointegration. It acts as a stable foundation for prosthetic teeth, restoring function, aesthetics, and preventing bone loss. | Replacement of missing teeth, support prosthetic restorations | Biocompatible, osseointegrating, strong, surface-treated, stable connection, long-term tooth replacement. |  | Ø 4. 5Mm 25° h 3mm | Commercially pure titanium (Grade 4) or titanium alloy (Ti-6Al-4V) with trace elements (O, Fe, N, C). | Sterile | Store In A Cool, Dry Place Away From Direct Sunlight; Keep In Original Sterile Packaging. |  |  | Request Quote | To be confirmed | On Request |  |  |  |  | I-RES SAGL |  |  | No |  | 571
| DTC-0572 | Implantology | Endosseous Dental Implant | Castable Abutment With Gold Base Internal Hex (S1B3GA50) | I-Res SAGL | Dental Implant System | Switzerland | Dental Implant is a metal post that replaces the root portion of a missing tooth. | A dental implant is a biocompatible titanium fixture inserted into the jawbone, where it bonds with bone through osseointegration. It acts as a stable foundation for prosthetic teeth, restoring function, aesthetics, and preventing bone loss. | Replacement of missing teeth, support prosthetic restorations | Biocompatible, osseointegrating, strong, surface-treated, stable connection, long-term tooth replacement. |  | Ø 5. 0Mm | Commercially pure titanium (Grade 4) or titanium alloy (Ti-6Al-4V) with trace elements (O, Fe, N, C). | Sterile | Store In A Cool, Dry Place Away From Direct Sunlight; Keep In Original Sterile Packaging. |  |  | Request Quote | To be confirmed | On Request |  |  |  |  | I-RES SAGL |  |  | No |  | 572
| DTC-0573 | Implantology | Endosseous Dental Implant | Castable Abutment With Titanium Base Internal Hex (S1B3PTC45) | I-Res SAGL | Dental Implant System | Switzerland | Dental Implant is a metal post that replaces the root portion of a missing tooth. | A dental implant is a biocompatible titanium fixture inserted into the jawbone, where it bonds with bone through osseointegration. It acts as a stable foundation for prosthetic teeth, restoring function, aesthetics, and preventing bone loss. | Replacement of missing teeth, support prosthetic restorations | Biocompatible, osseointegrating, strong, surface-treated, stable connection, long-term tooth replacement. |  | Ø 5. 0Mm | Commercially pure titanium (Grade 4) or titanium alloy (Ti-6Al-4V) with trace elements (O, Fe, N, C). | Sterile | Store In A Cool, Dry Place Away From Direct Sunlight; Keep In Original Sterile Packaging. |  |  | Request Quote | To be confirmed | On Request |  |  |  |  | I-RES SAGL |  |  | No |  | 573
| DTC-0574 | Implantology | Endosseous Dental Implant | Angled Abutment Anatomic With FF Internal Hex (S1B211545F) | I-Res SAGL | Dental Implant System | Switzerland | Dental Implant is a metal post that replaces the root portion of a missing tooth. | A dental implant is a biocompatible titanium fixture inserted into the jawbone, where it bonds with bone through osseointegration. It acts as a stable foundation for prosthetic teeth, restoring function, aesthetics, and preventing bone loss. | Replacement of missing teeth, support prosthetic restorations | Biocompatible, osseointegrating, strong, surface-treated, stable connection, long-term tooth replacement. |  | Ø 4. 5Mm 15° h 1mm | Commercially pure titanium (Grade 4) or titanium alloy (Ti-6Al-4V) with trace elements (O, Fe, N, C). | Sterile | Store In A Cool, Dry Place Away From Direct Sunlight; Keep In Original Sterile Packaging. |  |  | Request Quote | To be confirmed | On Request |  |  |  |  | I-RES SAGL |  |  | No |  | 574
| DTC-0575 | Implantology | Endosseous Dental Implant | Angled Abutment Anatomic With FF Internal Hex (S1B231545F) | I-Res SAGL | Dental Implant System | Switzerland | Dental Implant is a metal post that replaces the root portion of a missing tooth. | A dental implant is a biocompatible titanium fixture inserted into the jawbone, where it bonds with bone through osseointegration. It acts as a stable foundation for prosthetic teeth, restoring function, aesthetics, and preventing bone loss. | Replacement of missing teeth, support prosthetic restorations | Biocompatible, osseointegrating, strong, surface-treated, stable connection, long-term tooth replacement. |  | Ø 4. 5Mm 15° h 3mm | Commercially pure titanium (Grade 4) or titanium alloy (Ti-6Al-4V) with trace elements (O, Fe, N, C). | Sterile | Store In A Cool, Dry Place Away From Direct Sunlight; Keep In Original Sterile Packaging. |  |  | Request Quote | To be confirmed | On Request |  |  |  |  | I-RES SAGL |  |  | No |  | 575
| DTC-0576 | Implantology | Endosseous Dental Implant | Straight Mua Abutment Internal Hex (S1B41) | I-Res SAGL | Dental Implant System | Switzerland | Dental Implant is a metal post that replaces the root portion of a missing tooth. | A dental implant is a biocompatible titanium fixture inserted into the jawbone, where it bonds with bone through osseointegration. It acts as a stable foundation for prosthetic teeth, restoring function, aesthetics, and preventing bone loss. | Replacement of missing teeth, support prosthetic restorations | Biocompatible, osseointegrating, strong, surface-treated, stable connection, long-term tooth replacement. |  | Ø 5. 0Mm h 1mm | Commercially pure titanium (Grade 4) or titanium alloy (Ti-6Al-4V) with trace elements (O, Fe, N, C). | Sterile | Store In A Cool, Dry Place Away From Direct Sunlight; Keep In Original Sterile Packaging. |  |  | Request Quote | To be confirmed | On Request |  |  |  |  | I-RES SAGL |  |  | No |  | 576
| DTC-0577 | Implantology | Endosseous Dental Implant | Straight Mua Abutment Internal Hex (S1B42) | I-Res SAGL | Dental Implant System | Switzerland | Dental Implant is a metal post that replaces the root portion of a missing tooth. | A dental implant is a biocompatible titanium fixture inserted into the jawbone, where it bonds with bone through osseointegration. It acts as a stable foundation for prosthetic teeth, restoring function, aesthetics, and preventing bone loss. | Replacement of missing teeth, support prosthetic restorations | Biocompatible, osseointegrating, strong, surface-treated, stable connection, long-term tooth replacement. |  | Ø 5. 0Mm h 2mm | Commercially pure titanium (Grade 4) or titanium alloy (Ti-6Al-4V) with trace elements (O, Fe, N, C). | Sterile | Store In A Cool, Dry Place Away From Direct Sunlight; Keep In Original Sterile Packaging. |  |  | Request Quote | To be confirmed | On Request |  |  |  |  | I-RES SAGL |  |  | No |  | 577
| DTC-0578 | Implantology | Endosseous Dental Implant | Straight Mua Abutment Internal Hex (S1B43) | I-Res SAGL | Dental Implant System | Switzerland | Dental Implant is a metal post that replaces the root portion of a missing tooth. | A dental implant is a biocompatible titanium fixture inserted into the jawbone, where it bonds with bone through osseointegration. It acts as a stable foundation for prosthetic teeth, restoring function, aesthetics, and preventing bone loss. |  | Biocompatible, osseointegrating, strong, surface-treated, stable connection, long-term tooth replacement. |  | Ø 5. 0Mm h 3mm | Commercially pure titanium (Grade 4) or titanium alloy (Ti-6Al-4V) with trace elements (O, Fe, N, C). | Sterile | Store In A Cool, Dry Place Away From Direct Sunlight; Keep In Original Sterile Packaging. |  |  | Request Quote | To be confirmed | On Request |  |  |  |  | I-RES SAGL |  |  | No |  | 578
| DTC-0579 | Implantology | Endosseous Dental Implant | Straight Mua Abutment Internal Hex (S1B44) | I-Res SAGL | Dental Implant System | Switzerland | Dental Implant is a metal post that replaces the root portion of a missing tooth. | A dental implant is a biocompatible titanium fixture inserted into the jawbone, where it bonds with bone through osseointegration. It acts as a stable foundation for prosthetic teeth, restoring function, aesthetics, and preventing bone loss. |  | Biocompatible, osseointegrating, strong, surface-treated, stable connection, long-term tooth replacement. |  | Ø 5. 0Mm h 4mm | Commercially pure titanium (Grade 4) or titanium alloy (Ti-6Al-4V) with trace elements (O, Fe, N, C). | Sterile | Store In A Cool, Dry Place Away From Direct Sunlight; Keep In Original Sterile Packaging. |  |  | Request Quote | To be confirmed | On Request |  |  |  |  | I-RES SAGL |  |  | No |  | 579
| DTC-0580 | Implantology | Endosseous Dental Implant | Straight Mua Abutment Internal Hex (S1B45) | I-Res SAGL | Dental Implant System | Switzerland | Dental Implant is a metal post that replaces the root portion of a missing tooth. | A dental implant is a biocompatible titanium fixture inserted into the jawbone, where it bonds with bone through osseointegration. It acts as a stable foundation for prosthetic teeth, restoring function, aesthetics, and preventing bone loss. |  | Biocompatible, osseointegrating, strong, surface-treated, stable connection, long-term tooth replacement. |  | Ø 5. 0Mm h 5mm | Commercially pure titanium (Grade 4) or titanium alloy (Ti-6Al-4V) with trace elements (O, Fe, N, C). | Sterile | Store In A Cool, Dry Place Away From Direct Sunlight; Keep In Original Sterile Packaging. |  |  | Request Quote | To be confirmed | On Request |  |  |  |  | I-RES SAGL |  |  | No |  | 580
| DTC-0581 | Implantology | Endosseous Dental Implant | Straight Mua Abutment Internal Hex (S1B46) | I-Res SAGL | Dental Implant System | Switzerland | Dental Implant is a metal post that replaces the root portion of a missing tooth. | A dental implant is a biocompatible titanium fixture inserted into the jawbone, where it bonds with bone through osseointegration. It acts as a stable foundation for prosthetic teeth, restoring function, aesthetics, and preventing bone loss. |  | Biocompatible, osseointegrating, strong, surface-treated, stable connection, long-term tooth replacement. |  | Ø 5. 0Mm h 6mm | Commercially pure titanium (Grade 4) or titanium alloy (Ti-6Al-4V) with trace elements (O, Fe, N, C). | Sterile | Store In A Cool, Dry Place Away From Direct Sunlight; Keep In Original Sterile Packaging. |  |  | Request Quote | To be confirmed | On Request |  |  |  |  | I-RES SAGL |  |  | No |  | 581
| DTC-0582 | Implantology | Endosseous Dental Implant | Angled Mua Abutment Internal Hex (S1B518) | I-Res SAGL | Dental Implant System | Switzerland | Dental Implant is a metal post that replaces the root portion of a missing tooth. | A dental implant is a biocompatible titanium fixture inserted into the jawbone, where it bonds with bone through osseointegration. It acts as a stable foundation for prosthetic teeth, restoring function, aesthetics, and preventing bone loss. |  | Biocompatible, osseointegrating, strong, surface-treated, stable connection, long-term tooth replacement. |  | Ø 5. 0Mm 18° h 0/2mm | Commercially pure titanium (Grade 4) or titanium alloy (Ti-6Al-4V) with trace elements (O, Fe, N, C). | Sterile | Store In A Cool, Dry Place Away From Direct Sunlight; Keep In Original Sterile Packaging. |  |  | Request Quote | To be confirmed | On Request |  |  |  |  | I-RES SAGL |  |  | No |  | 582
| DTC-0583 | Implantology | Endosseous Dental Implant | Angled Mua Abutment Internal Hex (S1B532) | I-Res SAGL | Dental Implant System | Switzerland | Dental Implant is a metal post that replaces the root portion of a missing tooth. | A dental implant is a biocompatible titanium fixture inserted into the jawbone, where it bonds with bone through osseointegration. It acts as a stable foundation for prosthetic teeth, restoring function, aesthetics, and preventing bone loss. |  | Biocompatible, osseointegrating, strong, surface-treated, stable connection, long-term tooth replacement. |  | Ø 5. 0Mm 30° h 0/2mm | Commercially pure titanium (Grade 4) or titanium alloy (Ti-6Al-4V) with trace elements (O, Fe, N, C). | Sterile | Store In A Cool, Dry Place Away From Direct Sunlight; Keep In Original Sterile Packaging. |  |  | Request Quote | To be confirmed | On Request |  |  |  |  | I-RES SAGL |  |  | No |  | 583
| DTC-0584 | Implantology | Endosseous Dental Implant | Angled Mua Abutment Internal Hex (S1B534) | I-Res SAGL | Dental Implant System | Switzerland | Dental Implant is a metal post that replaces the root portion of a missing tooth. | A dental implant is a biocompatible titanium fixture inserted into the jawbone, where it bonds with bone through osseointegration. It acts as a stable foundation for prosthetic teeth, restoring function, aesthetics, and preventing bone loss. |  | Biocompatible, osseointegrating, strong, surface-treated, stable connection, long-term tooth replacement. |  | Ø 5. 0Mm 30° h 2/4mm | Commercially pure titanium (Grade 4) or titanium alloy (Ti-6Al-4V) with trace elements (O, Fe, N, C). | Sterile | Store In A Cool, Dry Place Away From Direct Sunlight; Keep In Original Sterile Packaging. |  |  | Request Quote | To be confirmed | On Request |  |  |  |  | I-RES SAGL |  |  | No |  | 584
| DTC-0585 | Implantology | Endosseous Dental Implant | Ball Abutment Internal Hex (S1B61) | I-Res SAGL | Dental Implant System | Switzerland | Dental Implant is a metal post that replaces the root portion of a missing tooth. | A dental implant is a biocompatible titanium fixture inserted into the jawbone, where it bonds with bone through osseointegration. It acts as a stable foundation for prosthetic teeth, restoring function, aesthetics, and preventing bone loss. |  | Biocompatible, osseointegrating, strong, surface-treated, stable connection, long-term tooth replacement. |  | Ø 3. 5Mm h 1mm | Commercially pure titanium (Grade 4) or titanium alloy (Ti-6Al-4V) with trace elements (O, Fe, N, C). | Sterile | Store In A Cool, Dry Place Away From Direct Sunlight; Keep In Original Sterile Packaging. |  |  | Request Quote | To be confirmed | On Request |  |  |  |  | I-RES SAGL |  |  | No |  | 585
| DTC-0586 | Implantology | Endosseous Dental Implant | Ball Abutment Internal Hex (S1B62) | I-Res SAGL | Dental Implant System | Switzerland | Dental Implant is a metal post that replaces the root portion of a missing tooth. | A dental implant is a biocompatible titanium fixture inserted into the jawbone, where it bonds with bone through osseointegration. It acts as a stable foundation for prosthetic teeth, restoring function, aesthetics, and preventing bone loss. |  | Biocompatible, osseointegrating, strong, surface-treated, stable connection, long-term tooth replacement. |  | Ø 3. 5Mm h 2mm | Commercially pure titanium (Grade 4) or titanium alloy (Ti-6Al-4V) with trace elements (O, Fe, N, C). | Sterile | Store In A Cool, Dry Place Away From Direct Sunlight; Keep In Original Sterile Packaging. |  |  | Request Quote | To be confirmed | On Request |  |  |  |  | I-RES SAGL |  |  | No |  | 586
| DTC-0587 | Implantology | Endosseous Dental Implant | Ball Abutment Internal Hex (S1B63) | I-Res SAGL | Dental Implant System | Switzerland | Dental Implant is a metal post that replaces the root portion of a missing tooth. | A dental implant is a biocompatible titanium fixture inserted into the jawbone, where it bonds with bone through osseointegration. It acts as a stable foundation for prosthetic teeth, restoring function, aesthetics, and preventing bone loss. |  | Biocompatible, osseointegrating, strong, surface-treated, stable connection, long-term tooth replacement. |  | Ø 3. 5Mm h 3mm | Commercially pure titanium (Grade 4) or titanium alloy (Ti-6Al-4V) with trace elements (O, Fe, N, C). | Sterile | Store In A Cool, Dry Place Away From Direct Sunlight; Keep In Original Sterile Packaging. |  |  | Request Quote | To be confirmed | On Request |  |  |  |  | I-RES SAGL |  |  | No |  | 587
| DTC-0588 | Implantology | Endosseous Dental Implant | Ball Abutment Internal Hex (S1B64) | I-Res SAGL | Dental Implant System | Switzerland | Dental Implant is a metal post that replaces the root portion of a missing tooth. | A dental implant is a biocompatible titanium fixture inserted into the jawbone, where it bonds with bone through osseointegration. It acts as a stable foundation for prosthetic teeth, restoring function, aesthetics, and preventing bone loss. | Replacement of missing teeth, support prosthetic restorations | Biocompatible, osseointegrating, strong, surface-treated, stable connection, long-term tooth replacement. |  | Ø 3. 5Mm h 4mm |  | Sterile | Store In A Cool, Dry Place Away From Direct Sunlight; Keep In Original Sterile Packaging. |  |  | Request Quote | To be confirmed | On Request |  |  |  |  | I-RES SAGL |  |  | No |  | 588
| DTC-0589 | Implantology | Endosseous Dental Implant | Conometric Abutment Es. Int. Regular (S1B0745SC) | I-Res SAGL | Dental Implant System | Switzerland | Dental Implant is a metal post that replaces the root portion of a missing tooth. | A dental implant is a biocompatible titanium fixture inserted into the jawbone, where it bonds with bone through osseointegration. It acts as a stable foundation for prosthetic teeth, restoring function, aesthetics, and preventing bone loss. | Replacement of missing teeth, support prosthetic restorations | Biocompatible, osseointegrating, strong, surface-treated, stable connection, long-term tooth replacement. |  | 7. 5° h4. 5mm |  | Sterile |  |  |  | Request Quote | To be confirmed | On Request |  |  |  |  | I-RES SAGL |  |  | No |  | 589
| DTC-0590 | Implantology | Endosseous Dental Implant | Conometric Abutment Es. Int. Regular (S1B0760SC) | I-Res SAGL | Dental Implant System | Switzerland | Dental Implant is a metal post that replaces the root portion of a missing tooth. | A dental implant is a biocompatible titanium fixture inserted into the jawbone, where it bonds with bone through osseointegration. It acts as a stable foundation for prosthetic teeth, restoring function, aesthetics, and preventing bone loss. | Replacement of missing teeth, support prosthetic restorations | Biocompatible, osseointegrating, strong, surface-treated, stable connection, long-term tooth replacement. |  | 7. 5° h 6mm |  | Sterile |  |  |  | Request Quote | To be confirmed | On Request |  |  |  |  | I-RES SAGL |  |  | No |  | 590
| DTC-0591 | Implantology | Endosseous Dental Implant | Conometric Abutment Es. Int. Regular (S1B1515SC) | I-Res SAGL | Dental Implant System | Switzerland | Dental Implant is a metal post that replaces the root portion of a missing tooth. | A dental implant is a biocompatible titanium fixture inserted into the jawbone, where it bonds with bone through osseointegration. It acts as a stable foundation for prosthetic teeth, restoring function, aesthetics, and preventing bone loss. | Replacement of missing teeth, support prosthetic restorations | Biocompatible, osseointegrating, strong, surface-treated, stable connection, long-term tooth replacement. |  | 15° h1. 5mm |  | Sterile |  |  |  | Request Quote | To be confirmed | On Request |  |  |  |  | I-RES SAGL |  |  | No |  | 591
| DTC-0592 | Implantology | Endosseous Dental Implant | Conometric Abutment Es. Int. Regular (S1B1530SC) | I-Res SAGL | Dental Implant System | Switzerland | Dental Implant is a metal post that replaces the root portion of a missing tooth. | A dental implant is a biocompatible titanium fixture inserted into the jawbone, where it bonds with bone through osseointegration. It acts as a stable foundation for prosthetic teeth, restoring function, aesthetics, and preventing bone loss. | Replacement of missing teeth, support prosthetic restorations | Biocompatible, osseointegrating, strong, surface-treated, stable connection, long-term tooth replacement. |  | 15° h 3mm |  | Sterile |  |  |  | Request Quote | To be confirmed | On Request |  |  |  |  | I-RES SAGL |  |  | No |  | 592
| DTC-0593 | Implantology | Endosseous Dental Implant | Bonding Base Concave For CAD/CAM Prostheses (S1B14DCTBR50) | I-Res SAGL | Dental Implant System | Switzerland | Dental Implant is a metal post that replaces the root portion of a missing tooth. | A dental implant is a biocompatible titanium fixture inserted into the jawbone, where it bonds with bone through osseointegration. It acts as a stable foundation for prosthetic teeth, restoring function, aesthetics, and preventing bone loss. | Replacement of missing teeth, support prosthetic restorations | Biocompatible, osseointegrating, strong, surface-treated, stable connection, long-term tooth replacement. |  | Ø5. 7Mm H2. 8mm |  | Sterile |  |  |  | Request Quote | To be confirmed | On Request |  |  |  |  | I-RES SAGL |  |  | No |  | 593
| DTC-0594 | Implantology | Endosseous Dental Implant | Bonding Base Concave For CAD/CAM Prostheses (S1BN11DCTB) | I-Res SAGL | Dental Implant System | Switzerland | Dental Implant is a metal post that replaces the root portion of a missing tooth. | A dental implant is a biocompatible titanium fixture inserted into the jawbone, where it bonds with bone through osseointegration. It acts as a stable foundation for prosthetic teeth, restoring function, aesthetics, and preventing bone loss. | Replacement of missing teeth, support prosthetic restorations | Biocompatible, osseointegrating, strong, surface-treated, stable connection, long-term tooth replacement. |  | Ø3. 2Mm H0. 8mm |  | Sterile |  |  |  | Request Quote | To be confirmed | On Request |  |  |  |  | I-RES SAGL |  |  | No |  | 594
| DTC-0595 | Implantology | Endosseous Dental Implant | Rotating Bonding Base Concave (S1BN11DCTBR) | I-Res SAGL | Dental Implant System | Switzerland | Dental Implant is a metal post that replaces the root portion of a missing tooth. | A dental implant is a biocompatible titanium fixture inserted into the jawbone, where it bonds with bone through osseointegration. It acts as a stable foundation for prosthetic teeth, restoring function, aesthetics, and preventing bone loss. | Replacement of missing teeth, support prosthetic restorations | Biocompatible, osseointegrating, strong, surface-treated, stable connection, long-term tooth replacement. |  | Ø3. 2Mm H0. 8mm |  | Sterile |  |  |  | Request Quote | To be confirmed | On Request |  |  |  |  | I-RES SAGL |  |  | No |  | 595
| DTC-0596 | Implantology | Endosseous Dental Implant | Rotating Bonding Base Concave Ø5, 7 H2, 8 For CAD/CAM Prostheses (S1B14DCTBR50) | I-Res SAGL | Dental Implant System | Switzerland | Dental Implant is a metal post that replaces the root portion of a missing tooth. | A dental implant is a biocompatible titanium fixture inserted into the jawbone, where it bonds with bone through osseointegration. It acts as a stable foundation for prosthetic teeth, restoring function, aesthetics, and preventing bone loss. | Replacement of missing teeth, support prosthetic restorations | Biocompatible, osseointegrating, strong, surface-treated, stable connection, long-term tooth replacement. |  | Ø5. 7Mm H2. 8mm |  | Sterile |  |  |  | Request Quote | To be confirmed | On Request |  |  |  |  | I-RES SAGL |  |  | No |  | 596
| DTC-0597 | Implantology | Endosseous Dental Implant | Bonding Base Concave Ø3, 2 H1, 8 For CAD/CAM Prostheses (S1BN12DCTB) | I-Res SAGL | Dental Implant System | Switzerland | Dental Implant is a metal post that replaces the root portion of a missing tooth. | A dental implant is a biocompatible titanium fixture inserted into the jawbone, where it bonds with bone through osseointegration. It acts as a stable foundation for prosthetic teeth, restoring function, aesthetics, and preventing bone loss. | Replacement of missing teeth, support prosthetic restorations | Biocompatible, osseointegrating, strong, surface-treated, stable connection, long-term tooth replacement. |  | Ø3. 2Mm H1. 8mm |  | Sterile |  |  |  | Request Quote | To be confirmed | On Request |  |  |  |  | I-RES SAGL |  |  | No |  | 597
| DTC-0598 | Implantology | Endosseous Dental Implant | Bonding Base Concave For CAD/CAM Prostheses (S1BN12DCTB50) | I-Res SAGL | Dental Implant System | Switzerland | Dental Implant is a metal post that replaces the root portion of a missing tooth. | A dental implant is a biocompatible titanium fixture inserted into the jawbone, where it bonds with bone through osseointegration. It acts as a stable foundation for prosthetic teeth, restoring function, aesthetics, and preventing bone loss. | Replacement of missing teeth, support prosthetic restorations | Biocompatible, osseointegrating, strong, surface-treated, stable connection, long-term tooth replacement. |  | Ø4. 5Mm H1. 8mm |  | Sterile |  |  |  | Request Quote | To be confirmed | On Request |  |  |  |  | I-RES SAGL |  |  | No |  | 598
| DTC-0599 | Implantology | Endosseous Dental Implant | Rotating Bonding Base Concave For CAD/CAM Prostheses (S1BN12DCTB50R) | I-Res SAGL | Dental Implant System | Switzerland | Dental Implant is a metal post that replaces the root portion of a missing tooth. | A dental implant is a biocompatible titanium fixture inserted into the jawbone, where it bonds with bone through osseointegration. It acts as a stable foundation for prosthetic teeth, restoring function, aesthetics, and preventing bone loss. | Replacement of missing teeth, support prosthetic restorations | Biocompatible, osseointegrating, strong, surface-treated, stable connection, long-term tooth replacement. |  | Ø4. 5Mm H1. 8mm |  | Sterile |  |  |  | Request Quote | To be confirmed | On Request |  |  |  |  | I-RES SAGL |  |  | No |  | 599
| DTC-0600 | Implantology | Endosseous Dental Implant | Bonding Base Concave For CAD/CAM Prostheses (S1BN14DCTB) | I-Res SAGL | Dental Implant System | Switzerland | Dental Implant is a metal post that replaces the root portion of a missing tooth. | A dental implant is a biocompatible titanium fixture inserted into the jawbone, where it bonds with bone through osseointegration. It acts as a stable foundation for prosthetic teeth, restoring function, aesthetics, and preventing bone loss. | Replacement of missing teeth, support prosthetic restorations | Biocompatible, osseointegrating, strong, surface-treated, stable connection, long-term tooth replacement. |  | Ø3. 2Mm H2. 8mm |  | Sterile |  |  |  | Request Quote | To be confirmed | On Request |  |  |  |  | I-RES SAGL |  |  | No |  | 600
| DTC-0601 | Implantology | Endosseous Dental Implant | Rotating Bonding Base Concave For CAD/CAM Prostheses (S1BN14DCTBR) | I-Res SAGL | Dental Implant System | Switzerland | Dental Implant is a metal post that replaces the root portion of a missing tooth. | A dental implant is a biocompatible titanium fixture inserted into the jawbone, where it bonds with bone through osseointegration. It acts as a stable foundation for prosthetic teeth, restoring function, aesthetics, and preventing bone loss. | Replacement of missing teeth, support prosthetic restorations | Biocompatible, osseointegrating, strong, surface-treated, stable connection, long-term tooth replacement. |  | Ø3. 2 H2. 8mm |  | Sterile |  |  |  | Request Quote | To be confirmed | On Request |  |  |  |  | I-RES SAGL |  |  | No |  | 601
| DTC-0602 | Implantology | Endosseous Dental Implant | Bonding Base Concave For CAD/CAM Prostheses (S1BN14DCTB50) | I-Res SAGL | Dental Implant System | Switzerland | Dental Implant is a metal post that replaces the root portion of a missing tooth. | A dental implant is a biocompatible titanium fixture inserted into the jawbone, where it bonds with bone through osseointegration. It acts as a stable foundation for prosthetic teeth, restoring function, aesthetics, and preventing bone loss. | Replacement of missing teeth, support prosthetic restorations | Biocompatible, osseointegrating, strong, surface-treated, stable connection, long-term tooth replacement. |  | Ø4. 5Mm H2. 8mm |  | Sterile |  |  |  | Request Quote | To be confirmed | On Request |  |  |  |  | I-RES SAGL |  |  | No |  | 602
| DTC-0603 | Implantology | Endosseous Dental Implant | Rotating Bonding Base Concave Ø4, 5 H2, 8 For CAD/CAM Prostheses (S1BN14DCTB50R) | I-Res SAGL | Dental Implant System | Switzerland | Dental Implant is a metal post that replaces the root portion of a missing tooth. | A dental implant is a biocompatible titanium fixture inserted into the jawbone, where it bonds with bone through osseointegration. It acts as a stable foundation for prosthetic teeth, restoring function, aesthetics, and preventing bone loss. | Replacement of missing teeth, support prosthetic restorations | Biocompatible, osseointegrating, strong, surface-treated, stable connection, long-term tooth replacement. |  | Ø4. 5Mm H2. 8mm |  | Sterile |  |  |  | Request Quote | To be confirmed | On Request |  |  |  |  | I-RES SAGL |  |  | No |  | 603
| DTC-0604 | Implantology | Endosseous Dental Implant | Bonding Base With Transmucosal (S1BNDTB25) | I-Res SAGL | Dental Implant System | Switzerland | Dental Implant is a metal post that replaces the root portion of a missing tooth. | A dental implant is a biocompatible titanium fixture inserted into the jawbone, where it bonds with bone through osseointegration. It acts as a stable foundation for prosthetic teeth, restoring function, aesthetics, and preventing bone loss. | Replacement of missing teeth, support prosthetic restorations | Biocompatible, osseointegrating, strong, surface-treated, stable connection, long-term tooth replacement. |  | H2. 5 mm |  | Sterile |  |  |  | Request Quote | To be confirmed | On Request |  |  |  |  | I-RES SAGL |  |  | No |  | 604
| DTC-0605 | Implantology | Endosseous Dental Implant | Bonding Base With Transmucosal (S1BNDTBR25) | I-Res SAGL | Dental Implant System | Switzerland | Dental Implant is a metal post that replaces the root portion of a missing tooth. | A dental implant is a biocompatible titanium fixture inserted into the jawbone, where it bonds with bone through osseointegration. It acts as a stable foundation for prosthetic teeth, restoring function, aesthetics, and preventing bone loss. | Replacement of missing teeth, support prosthetic restorations | Biocompatible, osseointegrating, strong, surface-treated, stable connection, long-term tooth replacement. |  | H 2. 5 mm |  | Sterile |  |  |  | Request Quote | To be confirmed | On Request |  |  |  |  | I-RES SAGL |  |  | No |  | 605
| DTC-0606 | Implantology | Endosseous Dental Implant | Bonding Base With Transmucosal (S1BDTBR25) | I-Res SAGL | Dental Implant System | Switzerland | Dental Implant is a metal post that replaces the root portion of a missing tooth. | A dental implant is a biocompatible titanium fixture inserted into the jawbone, where it bonds with bone through osseointegration. It acts as a stable foundation for prosthetic teeth, restoring function, aesthetics, and preventing bone loss. | Replacement of missing teeth, support prosthetic restorations | Biocompatible, osseointegrating, strong, surface-treated, stable connection, long-term tooth replacement. |  | H 2. 5 mm |  | Sterile |  |  |  | Request Quote | To be confirmed | On Request |  |  |  |  | I-RES SAGL |  |  | No |  | 606
| DTC-0607 | Implantology | Endosseous Dental Implant | Rotating Bonding Base Concave For CAD/CAM Prostheses (S1BN12DCTBR) | I-Res SAGL | Dental Implant System | Switzerland | Dental Implant is a metal post that replaces the root portion of a missing tooth. | A dental implant is a biocompatible titanium fixture inserted into the jawbone, where it bonds with bone through osseointegration. It acts as a stable foundation for prosthetic teeth, restoring function, aesthetics, and preventing bone loss. | Replacement of missing teeth, support prosthetic restorations | Biocompatible, osseointegrating, strong, surface-treated, stable connection, long-term tooth replacement. |  | Ø3. 2Mm H1. 8mm |  | Sterile |  |  |  | Request Quote | To be confirmed | On Request |  |  |  |  | I-RES SAGL |  |  | No |  | 607
| DTC-0608 | Implantology | Endosseous Dental Implant | Ti-Base Internal Hex Narrow (S1BN1DTB) | I-Res SAGL | Dental Implant System | Switzerland | Dental Implant is a metal post that replaces the root portion of a missing tooth. | A dental implant is a biocompatible titanium fixture inserted into the jawbone, where it bonds with bone through osseointegration. It acts as a stable foundation for prosthetic teeth, restoring function, aesthetics, and preventing bone loss. | Replacement of missing teeth, support prosthetic restorations | Biocompatible, osseointegrating, strong, surface-treated, stable connection, long-term tooth replacement. |  | - |  | Sterile |  |  |  | Request Quote | To be confirmed | On Request |  |  |  |  | I-RES SAGL |  |  | No |  | 608
| DTC-0609 | Implantology | Endosseous Dental Implant | Rotating Ti-Base Internal Hex Narrow (S1BN1DTBR) | I-Res SAGL | Dental Implant System | Switzerland | Dental Implant is a metal post that replaces the root portion of a missing tooth. | A dental implant is a biocompatible titanium fixture inserted into the jawbone, where it bonds with bone through osseointegration. It acts as a stable foundation for prosthetic teeth, restoring function, aesthetics, and preventing bone loss. | Replacement of missing teeth, support prosthetic restorations | Biocompatible, osseointegrating, strong, surface-treated, stable connection, long-term tooth replacement. |  | - |  | Sterile |  |  |  | Request Quote | To be confirmed | On Request |  |  |  |  | I-RES SAGL |  |  | No |  | 609
| DTC-0610 | Implantology | Endosseous Dental Implant | Ti-Base For Cerec Internal Hex Narrow (S1BN1DTBC) | I-Res SAGL | Dental Implant System | Switzerland | Dental Implant is a metal post that replaces the root portion of a missing tooth. | A dental implant is a biocompatible titanium fixture inserted into the jawbone, where it bonds with bone through osseointegration. It acts as a stable foundation for prosthetic teeth, restoring function, aesthetics, and preventing bone loss. | Replacement of missing teeth, support prosthetic restorations | Biocompatible, osseointegrating, strong, surface-treated, stable connection, long-term tooth replacement. |  | - |  | Sterile |  |  |  | Request Quote | To be confirmed | On Request |  |  |  |  | I-RES SAGL |  |  | No |  | 610
| DTC-0611 | Implantology | Endosseous Dental Implant | Rotating Ti-Base For Cerec Internal Hex Narrow (S1BN1DTBCR) | I-Res SAGL | Dental Implant System | Switzerland | Dental Implant is a metal post that replaces the root portion of a missing tooth. | A dental implant is a biocompatible titanium fixture inserted into the jawbone, where it bonds with bone through osseointegration. It acts as a stable foundation for prosthetic teeth, restoring function, aesthetics, and preventing bone loss. | Replacement of missing teeth, support prosthetic restorations | Biocompatible, osseointegrating, strong, surface-treated, stable connection, long-term tooth replacement. |  | - |  | Sterile |  |  |  | Request Quote | To be confirmed | On Request |  |  |  |  | I-RES SAGL |  |  | No |  | 611
| DTC-0612 | Implantology | Endosseous Dental Implant | Angled Ti-Base Internal Hex Narrow (S1BN1DTBA) | I-Res SAGL | Dental Implant System | Switzerland | Dental Implant is a metal post that replaces the root portion of a missing tooth. | A dental implant is a biocompatible titanium fixture inserted into the jawbone, where it bonds with bone through osseointegration. It acts as a stable foundation for prosthetic teeth, restoring function, aesthetics, and preventing bone loss. | Replacement of missing teeth, support prosthetic restorations | Biocompatible, osseointegrating, strong, surface-treated, stable connection, long-term tooth replacement. |  | - |  | Sterile |  |  |  | Request Quote | To be confirmed | On Request |  |  |  |  | I-RES SAGL |  |  | No |  | 612
| DTC-0613 | Implantology | Endosseous Dental Implant | Angled Rotating Ti- Base Internal Hex Narrow (S1BN1DTBRA) | I-Res SAGL | Dental Implant System | Switzerland | Dental Implant is a metal post that replaces the root portion of a missing tooth. | A dental implant is a biocompatible titanium fixture inserted into the jawbone, where it bonds with bone through osseointegration. It acts as a stable foundation for prosthetic teeth, restoring function, aesthetics, and preventing bone loss. | Replacement of missing teeth, support prosthetic restorations | Biocompatible, osseointegrating, strong, surface-treated, stable connection, long-term tooth replacement. |  | - |  | Sterile |  |  |  | Request Quote | To be confirmed | On Request |  |  |  |  | I-RES SAGL |  |  | No |  | 613
| DTC-0614 | Implantology | Endosseous Dental Implant | Mounter For Guided Surgery Internal Hex (S1B1GSM) | I-Res SAGL | Dental Implant System | Switzerland | Dental Implant is a metal post that replaces the root portion of a missing tooth. | A dental implant is a biocompatible titanium fixture inserted into the jawbone, where it bonds with bone through osseointegration. It acts as a stable foundation for prosthetic teeth, restoring function, aesthetics, and preventing bone loss. | Replacement of missing teeth, support prosthetic restorations | Biocompatible, osseointegrating, strong, surface-treated, stable connection, long-term tooth replacement. |  | - |  | Sterile |  |  |  | Request Quote | To be confirmed | On Request |  |  |  |  | I-RES SAGL |  |  | No |  | 614
| DTC-0615 | Implantology | Endosseous Dental Implant | Mounter For Guided Surgery Internal Hex Narrow (S1BN1GSM) | I-Res SAGL | Dental Implant System | Switzerland | Dental Implant is a metal post that replaces the root portion of a missing tooth. | A dental implant is a biocompatible titanium fixture inserted into the jawbone, where it bonds with bone through osseointegration. It acts as a stable foundation for prosthetic teeth, restoring function, aesthetics, and preventing bone loss. | Replacement of missing teeth, support prosthetic restorations | Biocompatible, osseointegrating, strong, surface-treated, stable connection, long-term tooth replacement. |  | - |  | Sterile |  |  |  | Request Quote | To be confirmed | On Request |  |  |  |  | I-RES SAGL |  |  | No |  | 615
| DTC-0616 | Implantology | Endosseous Dental Implant | Rotating Bonding Base Concave For CAD/CAM Prostheses (S1B14DCTBR) | I-Res SAGL | Dental Implant System | Switzerland | Dental Implant is a metal post that replaces the root portion of a missing tooth. | A dental implant is a biocompatible titanium fixture inserted into the jawbone, where it bonds with bone through osseointegration. It acts as a stable foundation for prosthetic teeth, restoring function, aesthetics, and preventing bone loss. | Replacement of missing teeth, support prosthetic restorations | Biocompatible, osseointegrating, strong, surface-treated, stable connection, long-term tooth replacement. |  | Ø5. 7Mm H1. 8mm |  | Sterile |  |  |  | Request Quote | To be confirmed | On Request |  |  |  |  | I-RES SAGL |  |  | No |  | 616
| DTC-0617 | Implantology | Endosseous Dental Implant | Rotating Sticking Base With FF Internal Hex (S1B140RS) | I-Res SAGL | Dental Implant System | Switzerland | Dental Implant is a metal post that replaces the root portion of a missing tooth. | A dental implant is a biocompatible titanium fixture inserted into the jawbone, where it bonds with bone through osseointegration. It acts as a stable foundation for prosthetic teeth, restoring function, aesthetics, and preventing bone loss. | Replacement of missing teeth, support prosthetic restorations | Biocompatible, osseointegrating, strong, surface-treated, stable connection, long-term tooth replacement. |  | Ø 4. 5Mm |  | Sterile |  |  |  | Request Quote | To be confirmed | On Request |  |  |  |  | I-RES SAGL |  |  | No |  | 617
| DTC-0618 | Implantology | Endosseous Dental Implant | Bonding Base Concave For CAD/CAM Prostheses (S1B14DCTB) | I-Res SAGL | Dental Implant System | Switzerland | Dental Implant is a metal post that replaces the root portion of a missing tooth. | A dental implant is a biocompatible titanium fixture inserted into the jawbone, where it bonds with bone through osseointegration. It acts as a stable foundation for prosthetic teeth, restoring function, aesthetics, and preventing bone loss. | Replacement of missing teeth, support prosthetic restorations | Biocompatible, osseointegrating, strong, surface-treated, stable connection, long-term tooth replacement. |  | Ø5. 7Mm H1. 8mm |  | Sterile |  |  |  | Request Quote | To be confirmed | On Request |  |  |  |  | I-RES SAGL |  |  | No |  | 618
| DTC-0619 | Implantology | Endosseous Dental Implant | Bonding Base Concave Ø4, 5 H1, 8 For CAD/CAM Prostheses (S1B12DCTB50) | I-Res SAGL | Dental Implant System | Switzerland | Dental Implant is a metal post that replaces the root portion of a missing tooth. | A dental implant is a biocompatible titanium fixture inserted into the jawbone, where it bonds with bone through osseointegration. It acts as a stable foundation for prosthetic teeth, restoring function, aesthetics, and preventing bone loss. | Replacement of missing teeth, support prosthetic restorations | Biocompatible, osseointegrating, strong, surface-treated, stable connection, long-term tooth replacement. |  | Ø4. 5 H1. 8mm |  | Sterile |  |  |  | Request Quote | To be confirmed | On Request |  |  |  |  | I-RES SAGL |  |  | No |  | 619
| DTC-0620 | Implantology | Endosseous Dental Implant | Conometric Abutment Es. Int. Regular (S1B1545SC) | I-Res SAGL | Dental Implant System | Switzerland | Dental Implant is a metal post that replaces the root portion of a missing tooth. | A dental implant is a biocompatible titanium fixture inserted into the jawbone, where it bonds with bone through osseointegration. It acts as a stable foundation for prosthetic teeth, restoring function, aesthetics, and preventing bone loss. | Replacement of missing teeth, support prosthetic restorations | Biocompatible, osseointegrating, strong, surface-treated, stable connection, long-term tooth replacement. |  | 15° h4. 5mm |  | Sterile |  |  |  | Request Quote | To be confirmed | On Request |  |  |  |  | I-RES SAGL |  |  | No |  | 620
| DTC-0621 | Implantology | Endosseous Dental Implant | Conometric Abutment Es. Int. Regular (S1B1560SC) | I-Res SAGL | Dental Implant System | Switzerland | Dental Implant is a metal post that replaces the root portion of a missing tooth. | A dental implant is a biocompatible titanium fixture inserted into the jawbone, where it bonds with bone through osseointegration. It acts as a stable foundation for prosthetic teeth, restoring function, aesthetics, and preventing bone loss. | Replacement of missing teeth, support prosthetic restorations | Biocompatible, osseointegrating, strong, surface-treated, stable connection, long-term tooth replacement. |  | 15° h 6mm |  | Sterile |  |  |  | Request Quote | To be confirmed | On Request |  |  |  |  | I-RES SAGL |  |  | No |  | 621
| DTC-0622 | Implantology | Endosseous Dental Implant | Conometric Abutment Es. Int. Regular (S1B2215SC) | I-Res SAGL | Dental Implant System | Switzerland | Dental Implant is a metal post that replaces the root portion of a missing tooth. | A dental implant is a biocompatible titanium fixture inserted into the jawbone, where it bonds with bone through osseointegration. It acts as a stable foundation for prosthetic teeth, restoring function, aesthetics, and preventing bone loss. | Replacement of missing teeth, support prosthetic restorations | Biocompatible, osseointegrating, strong, surface-treated, stable connection, long-term tooth replacement. |  | 22. 5° h1. 5mm |  | Sterile |  |  |  | Request Quote | To be confirmed | On Request |  |  |  |  | I-RES SAGL |  |  | No |  | 622
| DTC-0623 | Implantology | Endosseous Dental Implant | Conometric Abutment Es. Int. Regular (S1B2230SC) | I-Res SAGL | Dental Implant System | Switzerland | Dental Implant is a metal post that replaces the root portion of a missing tooth. | A dental implant is a biocompatible titanium fixture inserted into the jawbone, where it bonds with bone through osseointegration. It acts as a stable foundation for prosthetic teeth, restoring function, aesthetics, and preventing bone loss. | Replacement of missing teeth, support prosthetic restorations | Biocompatible, osseointegrating, strong, surface-treated, stable connection, long-term tooth replacement. |  | 22. 5° h 3mm |  | Sterile |  |  |  | Request Quote | To be confirmed | On Request |  |  |  |  | I-RES SAGL |  |  | No |  | 623
| DTC-0624 | Implantology | Endosseous Dental Implant | Conometric Abutment Es. Int. Regular (S1B2245SC) | I-Res SAGL | Dental Implant System | Switzerland | Dental Implant is a metal post that replaces the root portion of a missing tooth. | A dental implant is a biocompatible titanium fixture inserted into the jawbone, where it bonds with bone through osseointegration. It acts as a stable foundation for prosthetic teeth, restoring function, aesthetics, and preventing bone loss. | Replacement of missing teeth, support prosthetic restorations | Biocompatible, osseointegrating, strong, surface-treated, stable connection, long-term tooth replacement. |  | 22. 5° h4. 5mm |  | Sterile |  |  |  | Request Quote | To be confirmed | On Request |  |  |  |  | I-RES SAGL |  |  | No |  | 624
| DTC-0625 | Implantology | Endosseous Dental Implant | Conometric Abutment Es. Int. Regular (S1B2260SC) | I-Res SAGL | Dental Implant System | Switzerland | Dental Implant is a metal post that replaces the root portion of a missing tooth. | A dental implant is a biocompatible titanium fixture inserted into the jawbone, where it bonds with bone through osseointegration. It acts as a stable foundation for prosthetic teeth, restoring function, aesthetics, and preventing bone loss. | Replacement of missing teeth, support prosthetic restorations | Biocompatible, osseointegrating, strong, surface-treated, stable connection, long-term tooth replacement. |  | 22. 5° h6mm |  | Sterile |  |  |  | Request Quote | To be confirmed | On Request |  |  |  |  | I-RES SAGL |  |  | No |  | 625
| DTC-0626 | Implantology | Endosseous Dental Implant | Conometric Abutment Es. Int. Regular (S1B3015SC) | I-Res SAGL | Dental Implant System | Switzerland | Dental Implant is a metal post that replaces the root portion of a missing tooth. | A dental implant is a biocompatible titanium fixture inserted into the jawbone, where it bonds with bone through osseointegration. It acts as a stable foundation for prosthetic teeth, restoring function, aesthetics, and preventing bone loss. | Replacement of missing teeth, support prosthetic restorations | Biocompatible, osseointegrating, strong, surface-treated, stable connection, long-term tooth replacement. |  | 30° h 1. 5mm |  | Sterile |  |  |  | Request Quote | To be confirmed | On Request |  |  |  |  | I-RES SAGL |  |  | No |  | 626
| DTC-0627 | Implantology | Endosseous Dental Implant | Conometric Abutment Es. Int. Regular (S1B3030SC) | I-Res SAGL | Dental Implant System | Switzerland | Dental Implant is a metal post that replaces the root portion of a missing tooth. | A dental implant is a biocompatible titanium fixture inserted into the jawbone, where it bonds with bone through osseointegration. It acts as a stable foundation for prosthetic teeth, restoring function, aesthetics, and preventing bone loss. | Replacement of missing teeth, support prosthetic restorations | Biocompatible, osseointegrating, strong, surface-treated, stable connection, long-term tooth replacement. |  | 30° h 3mm |  | Sterile |  |  |  | Request Quote | To be confirmed | On Request |  |  |  |  | I-RES SAGL |  |  | No |  | 627
| DTC-0628 | Implantology | Endosseous Dental Implant | Conometric Abutment Es. Int. Regular (S1B3045SC) | I-Res SAGL | Dental Implant System | Switzerland | Dental Implant is a metal post that replaces the root portion of a missing tooth. | A dental implant is a biocompatible titanium fixture inserted into the jawbone, where it bonds with bone through osseointegration. It acts as a stable foundation for prosthetic teeth, restoring function, aesthetics, and preventing bone loss. | Replacement of missing teeth, support prosthetic restorations | Biocompatible, osseointegrating, strong, surface-treated, stable connection, long-term tooth replacement. |  | 30° h 4. 5mm |  | Sterile |  |  |  | Request Quote | To be confirmed | On Request |  |  |  |  | I-RES SAGL |  |  | No |  | 628
| DTC-0629 | Implantology | Endosseous Dental Implant | Conometric Abutment Es. Int. Regular (S1B3060SC) | I-Res SAGL | Dental Implant System | Switzerland | Dental Implant is a metal post that replaces the root portion of a missing tooth. | A dental implant is a biocompatible titanium fixture inserted into the jawbone, where it bonds with bone through osseointegration. It acts as a stable foundation for prosthetic teeth, restoring function, aesthetics, and preventing bone loss. | Replacement of missing teeth, support prosthetic restorations | Biocompatible, osseointegrating, strong, surface-treated, stable connection, long-term tooth replacement. |  | 30° h 6mm |  | Sterile |  |  |  | Request Quote | To be confirmed | On Request |  |  |  |  | I-RES SAGL |  |  | No |  | 629
| DTC-0630 | Implantology | Endosseous Dental Implant | Ti-Base Internal Hex (S1B1DTB) | I-Res SAGL | Dental Implant System | Switzerland | Dental Implant is a metal post that replaces the root portion of a missing tooth. | A dental implant is a biocompatible titanium fixture inserted into the jawbone, where it bonds with bone through osseointegration. It acts as a stable foundation for prosthetic teeth, restoring function, aesthetics, and preventing bone loss. | Replacement of missing teeth, support prosthetic restorations | Biocompatible, osseointegrating, strong, surface-treated, stable connection, long-term tooth replacement. |  | - |  | Sterile |  |  |  | Request Quote | To be confirmed | On Request |  |  |  |  | I-RES SAGL |  |  | No |  | 630
| DTC-0631 | Implantology | Endosseous Dental Implant | Rotating Ti-Base Internal Hex (S1B1DTBR) | I-Res SAGL | Dental Implant System | Switzerland | Dental Implant is a metal post that replaces the root portion of a missing tooth. | A dental implant is a biocompatible titanium fixture inserted into the jawbone, where it bonds with bone through osseointegration. It acts as a stable foundation for prosthetic teeth, restoring function, aesthetics, and preventing bone loss. | Replacement of missing teeth, support prosthetic restorations | Biocompatible, osseointegrating, strong, surface-treated, stable connection, long-term tooth replacement. |  | - |  | Sterile |  |  |  | Request Quote | To be confirmed | On Request |  |  |  |  | I-RES SAGL |  |  | No |  | 631
| DTC-0632 | Implantology | Endosseous Dental Implant | Ti-Base For Cerec Internal Hex (S1B1DTBC) | I-Res SAGL | Dental Implant System | Switzerland | Dental Implant is a metal post that replaces the root portion of a missing tooth. | A dental implant is a biocompatible titanium fixture inserted into the jawbone, where it bonds with bone through osseointegration. It acts as a stable foundation for prosthetic teeth, restoring function, aesthetics, and preventing bone loss. | Replacement of missing teeth, support prosthetic restorations | Biocompatible, osseointegrating, strong, surface-treated, stable connection, long-term tooth replacement. |  | - |  | Sterile |  |  |  | Request Quote | To be confirmed | On Request |  |  |  |  | I-RES SAGL |  |  | No |  | 632
| DTC-0633 | Implantology | Endosseous Dental Implant | Rotating Ti-Base For Cerec Internal Hex (S1B1DTBCR) | I-Res SAGL | Dental Implant System | Switzerland | Dental Implant is a metal post that replaces the root portion of a missing tooth. | A dental implant is a biocompatible titanium fixture inserted into the jawbone, where it bonds with bone through osseointegration. It acts as a stable foundation for prosthetic teeth, restoring function, aesthetics, and preventing bone loss. | Replacement of missing teeth, support prosthetic restorations | Biocompatible, osseointegrating, strong, surface-treated, stable connection, long-term tooth replacement. |  | - |  | Sterile |  |  |  | Request Quote | To be confirmed | On Request |  |  |  |  | I-RES SAGL |  |  | No |  | 633
| DTC-0634 | Implantology | Endosseous Dental Implant | Angled Ti-Base Internal Hex (S1B1DTBA) | I-Res SAGL | Dental Implant System | Switzerland | Dental Implant is a metal post that replaces the root portion of a missing tooth. | A dental implant is a biocompatible titanium fixture inserted into the jawbone, where it bonds with bone through osseointegration. It acts as a stable foundation for prosthetic teeth, restoring function, aesthetics, and preventing bone loss. | Replacement of missing teeth, support prosthetic restorations | Biocompatible, osseointegrating, strong, surface-treated, stable connection, long-term tooth replacement. |  | - |  | Sterile |  |  |  | Request Quote | To be confirmed | On Request |  |  |  |  | I-RES SAGL |  |  | No |  | 634
| DTC-0635 | Implantology | Endosseous Dental Implant | Bonding Base For Digital For Mua (S1BTTADTB) | I-Res SAGL | Dental Implant System | Switzerland | Dental Implant is a metal post that replaces the root portion of a missing tooth. | A dental implant is a biocompatible titanium fixture inserted into the jawbone, where it bonds with bone through osseointegration. It acts as a stable foundation for prosthetic teeth, restoring function, aesthetics, and preventing bone loss. | Replacement of missing teeth, support prosthetic restorations | Biocompatible, osseointegrating, strong, surface-treated, stable connection, long-term tooth replacement. |  | - |  | Sterile |  |  |  | Request Quote | To be confirmed | On Request |  |  |  |  | I-RES SAGL |  |  | No |  | 635
| DTC-0636 | Implantology | Endosseous Dental Implant | Angled Rotating Ti-Base Internal Hex (S1B1DTBRA) | I-Res SAGL | Dental Implant System | Switzerland | Dental Implant is a metal post that replaces the root portion of a missing tooth. | A dental implant is a biocompatible titanium fixture inserted into the jawbone, where it bonds with bone through osseointegration. It acts as a stable foundation for prosthetic teeth, restoring function, aesthetics, and preventing bone loss. | Replacement of missing teeth, support prosthetic restorations | Biocompatible, osseointegrating, strong, surface-treated, stable connection, long-term tooth replacement. |  | - |  | Sterile |  |  |  | Request Quote | To be confirmed | On Request |  |  |  |  | I-RES SAGL |  |  | No |  | 636
| DTC-0637 | Implantology | Endosseous Dental Implant | Bonding Base Concave For CAD/CAM Prostheses (S1B00DCTB) | I-Res SAGL | Dental Implant System | Switzerland | Dental Implant is a metal post that replaces the root portion of a missing tooth. | A dental implant is a biocompatible titanium fixture inserted into the jawbone, where it bonds with bone through osseointegration. It acts as a stable foundation for prosthetic teeth, restoring function, aesthetics, and preventing bone loss. | Replacement of missing teeth, support prosthetic restorations | Biocompatible, osseointegrating, strong, surface-treated, stable connection, long-term tooth replacement. |  | Ø3. 5Mm |  | Sterile |  |  |  | Request Quote | To be confirmed | On Request |  |  |  |  | I-RES SAGL |  |  | No |  | 637
| DTC-0638 | Implantology | Endosseous Dental Implant | Bonding Base Concave For CAD/CAM Prostheses (S1B11DCTB) | I-Res SAGL | Dental Implant System | Switzerland | Dental Implant is a metal post that replaces the root portion of a missing tooth. | A dental implant is a biocompatible titanium fixture inserted into the jawbone, where it bonds with bone through osseointegration. It acts as a stable foundation for prosthetic teeth, restoring function, aesthetics, and preventing bone loss. | Replacement of missing teeth, support prosthetic restorations | Biocompatible, osseointegrating, strong, surface-treated, stable connection, long-term tooth replacement. |  | Ø3. 5Mm H0. 5mm |  | Sterile |  |  |  | Request Quote | To be confirmed | On Request |  |  |  |  | I-RES SAGL |  |  | No |  | 638
| DTC-0639 | Implantology | Endosseous Dental Implant | Rotating Bonding Base Concave For CAD/CAM Prostheses (S1B00DCTBR) | I-Res SAGL | Dental Implant System | Switzerland | Dental Implant is a metal post that replaces the root portion of a missing tooth. | A dental implant is a biocompatible titanium fixture inserted into the jawbone, where it bonds with bone through osseointegration. It acts as a stable foundation for prosthetic teeth, restoring function, aesthetics, and preventing bone loss. | Replacement of missing teeth, support prosthetic restorations | Biocompatible, osseointegrating, strong, surface-treated, stable connection, long-term tooth replacement. |  | Ø3. 5Mm |  | Sterile |  |  |  | Request Quote | To be confirmed | On Request |  |  |  |  | I-RES SAGL |  |  | No |  | 639
| DTC-0640 | Implantology | Endosseous Dental Implant | Rotating Bonding Base Concave Ø3, 5 H0, 5 For CAD/CAM Prostheses (S1B11DCTBR) | I-Res SAGL | Dental Implant System | Switzerland | Dental Implant is a metal post that replaces the root portion of a missing tooth. | A dental implant is a biocompatible titanium fixture inserted into the jawbone, where it bonds with bone through osseointegration. It acts as a stable foundation for prosthetic teeth, restoring function, aesthetics, and preventing bone loss. | Replacement of missing teeth, support prosthetic restorations | Biocompatible, osseointegrating, strong, surface-treated, stable connection, long-term tooth replacement. |  | Ø3. 5Mm H0. 5mm |  | Sterile |  |  |  | Request Quote | To be confirmed | On Request |  |  |  |  | I-RES SAGL |  |  | No |  | 640
| DTC-0641 | Implantology | Endosseous Dental Implant | Bonding Base Concave For CAD/CAM Prostheses (S1B12DCTB) | I-Res SAGL | Dental Implant System | Switzerland | Dental Implant is a metal post that replaces the root portion of a missing tooth. | A dental implant is a biocompatible titanium fixture inserted into the jawbone, where it bonds with bone through osseointegration. It acts as a stable foundation for prosthetic teeth, restoring function, aesthetics, and preventing bone loss. | Replacement of missing teeth, support prosthetic restorations | Biocompatible, osseointegrating, strong, surface-treated, stable connection, long-term tooth replacement. |  | Ø3. 5 H1. 8 |  | Sterile |  |  |  | Request Quote | To be confirmed | On Request |  |  |  |  | I-RES SAGL |  |  | No |  | 641
| DTC-0642 | Implantology | Endosseous Dental Implant | Rotating Bonding Base Concave Ø3, 5 H1, 8 For CAD/CAM Prostheses (S1B12DCTBR) | I-Res SAGL | Dental Implant System | Switzerland | Dental Implant is a metal post that replaces the root portion of a missing tooth. | A dental implant is a biocompatible titanium fixture inserted into the jawbone, where it bonds with bone through osseointegration. It acts as a stable foundation for prosthetic teeth, restoring function, aesthetics, and preventing bone loss. | Replacement of missing teeth, support prosthetic restorations | Biocompatible, osseointegrating, strong, surface-treated, stable connection, long-term tooth replacement. |  | Ø3. 5 H1. 8mm |  | Sterile |  |  |  | Request Quote | To be confirmed | On Request |  |  |  |  | I-RES SAGL |  |  | No |  | 642
| DTC-0643 | Implantology | Endosseous Dental Implant | Rotating Bonding Base Concave For CAD/CAM Prostheses (S1B12DCTBR50) | I-Res SAGL | Dental Implant System | Switzerland | Dental Implant is a metal post that replaces the root portion of a missing tooth. | A dental implant is a biocompatible titanium fixture inserted into the jawbone, where it bonds with bone through osseointegration. It acts as a stable foundation for prosthetic teeth, restoring function, aesthetics, and preventing bone loss. | Replacement of missing teeth, support prosthetic restorations | Biocompatible, osseointegrating, strong, surface-treated, stable connection, long-term tooth replacement. |  | Ø4. 5Mm H1. 8mm |  | Sterile |  |  |  | Request Quote | To be confirmed | On Request |  |  |  |  | I-RES SAGL |  |  | No |  | 643
| DTC-0644 | Implantology | Endosseous Dental Implant | Straight Sticking Base With FF Internal Hex (S1B140FS) | I-Res SAGL | Dental Implant System | Switzerland | Dental Implant is a metal post that replaces the root portion of a missing tooth. | A dental implant is a biocompatible titanium fixture inserted into the jawbone, where it bonds with bone through osseointegration. It acts as a stable foundation for prosthetic teeth, restoring function, aesthetics, and preventing bone loss. | Replacement of missing teeth, support prosthetic restorations | Biocompatible, osseointegrating, strong, surface-treated, stable connection, long-term tooth replacement. |  | Ø 4. 5 Mm |  | Sterile |  |  |  | Request Quote | To be confirmed | On Request |  |  |  |  | I-RES SAGL |  |  | No |  | 644
| DTC-0645 | Implantology | Endosseous Dental Implant | Rotating Sticking Base With FF Internal Hex (S1B140R) | I-Res SAGL | Dental Implant System | Switzerland | Dental Implant is a metal post that replaces the root portion of a missing tooth. | A dental implant is a biocompatible titanium fixture inserted into the jawbone, where it bonds with bone through osseointegration. It acts as a stable foundation for prosthetic teeth, restoring function, aesthetics, and preventing bone loss. | Replacement of missing teeth, support prosthetic restorations | Biocompatible, osseointegrating, strong, surface-treated, stable connection, long-term tooth replacement. |  | Ø 4. 5 Mm |  | Sterile |  |  |  | Request Quote | To be confirmed | On Request |  |  |  |  | I-RES SAGL |  |  | No |  | 645
| DTC-0646 | Implantology | Endosseous Dental Implant | Link Narrow (S1BNL2) | I-Res SAGL | Dental Implant System | Switzerland | Dental Implant is a metal post that replaces the root portion of a missing tooth. | A dental implant is a biocompatible titanium fixture inserted into the jawbone, where it bonds with bone through osseointegration. It acts as a stable foundation for prosthetic teeth, restoring function, aesthetics, and preventing bone loss. | Replacement of missing teeth, support prosthetic restorations | Biocompatible, osseointegrating, strong, surface-treated, stable connection, long-term tooth replacement. |  | H 2 mm |  | Sterile |  |  |  | Request Quote | To be confirmed | On Request |  |  |  |  | I-RES SAGL |  |  | No |  | 646
| DTC-0647 | Implantology | Endosseous Dental Implant | Castable Abutment With Gold Base Internal Hex Narrow (S1BN3GA35) | I-Res SAGL | Dental Implant System | Switzerland | Dental Implant is a metal post that replaces the root portion of a missing tooth. | A dental implant is a biocompatible titanium fixture inserted into the jawbone, where it bonds with bone through osseointegration. It acts as a stable foundation for prosthetic teeth, restoring function, aesthetics, and preventing bone loss. | Replacement of missing teeth, support prosthetic restorations | Biocompatible, osseointegrating, strong, surface-treated, stable connection, long-term tooth replacement. |  | Ø 4. 5Mm |  | Sterile |  |  |  | Request Quote | To be confirmed | On Request |  |  |  |  | I-RES SAGL |  |  | No |  | 647
| DTC-0648 | Implantology | Endosseous Dental Implant | Rotating Castable Abutment With Titanium Base Internal Hex Narrow (S1BN3PTC35) | I-Res SAGL | Dental Implant System | Switzerland | Dental Implant is a metal post that replaces the root portion of a missing tooth. | A dental implant is a biocompatible titanium fixture inserted into the jawbone, where it bonds with bone through osseointegration. It acts as a stable foundation for prosthetic teeth, restoring function, aesthetics, and preventing bone loss. | Replacement of missing teeth, support prosthetic restorations | Biocompatible, osseointegrating, strong, surface-treated, stable connection, long-term tooth replacement. |  | Ø 4. 5Mm |  | Sterile |  |  |  | Request Quote | To be confirmed | On Request |  |  |  |  | I-RES SAGL |  |  | No |  | 648
| DTC-0649 | Implantology | Endosseous Dental Implant | Straight Mua Abutment Internal Hex Narrow (S1BN41) | I-Res SAGL | Dental Implant System | Switzerland | Dental Implant is a metal post that replaces the root portion of a missing tooth. | A dental implant is a biocompatible titanium fixture inserted into the jawbone, where it bonds with bone through osseointegration. It acts as a stable foundation for prosthetic teeth, restoring function, aesthetics, and preventing bone loss. | Replacement of missing teeth, support prosthetic restorations | Biocompatible, osseointegrating, strong, surface-treated, stable connection, long-term tooth replacement. |  | Ø 5. 0Mm h 1mm |  | Sterile |  |  |  | Request Quote | To be confirmed | On Request |  |  |  |  | I-RES SAGL |  |  | No |  | 649
| DTC-0650 | Implantology | Endosseous Dental Implant | Straight Mua Abutment Internal Hex Narrow (S1BN42) | I-Res SAGL | Dental Implant System | Switzerland | Dental Implant is a metal post that replaces the root portion of a missing tooth. | A dental implant is a biocompatible titanium fixture inserted into the jawbone, where it bonds with bone through osseointegration. It acts as a stable foundation for prosthetic teeth, restoring function, aesthetics, and preventing bone loss. | Replacement of missing teeth, support prosthetic restorations | Biocompatible, osseointegrating, strong, surface-treated, stable connection, long-term tooth replacement. |  | Ø 5. 0 H 2mm |  | Sterile |  |  |  | Request Quote | To be confirmed | On Request |  |  |  |  | I-RES SAGL |  |  | No |  | 650
| DTC-0651 | Implantology | Endosseous Dental Implant | Angled Abutment Anatomic Internal Hex Narrow (S1BN212540) | I-Res SAGL | Dental Implant System | Switzerland | A dental implant is a titanium post placed in the jawbone to replace a missing tooth root and support restorations like crowns or bridges. | A dental implant is a biocompatible titanium fixture inserted into the jawbone, where it bonds with bone through osseointegration. It acts as a stable foundation for prosthetic teeth, restoring function, aesthetics, and preventing bone loss. | Replacement of missing teeth, support prosthetic restorations | Biocompatible, osseointegrating, strong, surface-treated, stable connection, long-term tooth replacement. |  | Ø 4. 0Mm 25° h 1mm |  | Sterile |  |  |  | Request Quote | To be confirmed | On Request |  |  |  |  | I-RES SAGL |  |  | No |  | 651
| DTC-0652 | Implantology | Endosseous Dental Implant | Angled Abutment Anatomic Internal Hex Narrow (S1BN232540) | I-Res SAGL | Dental Implant System | Switzerland | A dental implant is a titanium post placed in the jawbone to replace a missing tooth root and support restorations like crowns or bridges. | A dental implant is a biocompatible titanium fixture inserted into the jawbone, where it bonds with bone through osseointegration. It acts as a stable foundation for prosthetic teeth, restoring function, aesthetics, and preventing bone loss. | Replacement of missing teeth, support prosthetic restorations | Biocompatible, osseointegrating, strong, surface-treated, stable connection, long-term tooth replacement. |  | Ø 4. 0Mm 25° h 3mm |  | Sterile |  |  |  | Request Quote | To be confirmed | On Request |  |  |  |  | I-RES SAGL |  |  | No |  | 652
| DTC-0653 | Implantology | Endosseous Dental Implant | Straight Mua Abutment Internal Hex Narrow (S1BN43) | I-Res SAGL | Dental Implant System | Switzerland | A dental implant is a titanium post placed in the jawbone to replace a missing tooth root and support restorations like crowns or bridges. | A dental implant is a biocompatible titanium fixture inserted into the jawbone, where it bonds with bone through osseointegration. It acts as a stable foundation for prosthetic teeth, restoring function, aesthetics, and preventing bone loss. | Replacement of missing teeth, support prosthetic restorations | Biocompatible, osseointegrating, strong, surface-treated, stable connection, long-term tooth replacement. |  | Ø 5. 0Mm h 3mm |  | Sterile |  |  |  | Request Quote | To be confirmed | On Request |  |  |  |  | I-RES SAGL |  |  | No |  | 653
| DTC-0654 | Implantology | Endosseous Dental Implant | Straight Mua Abutment Internal Hex Narrow (S1BN44) | I-Res SAGL | Dental Implant System | Switzerland | A dental implant is a titanium post placed in the jawbone to replace a missing tooth root and support restorations like crowns or bridges. | A dental implant is a biocompatible titanium fixture inserted into the jawbone, where it bonds with bone through osseointegration. It acts as a stable foundation for prosthetic teeth, restoring function, aesthetics, and preventing bone loss. | Replacement of missing teeth, support prosthetic restorations | Biocompatible, osseointegrating, strong, surface-treated, stable connection, long-term tooth replacement. |  | Ø 5. 0Mm h 4mm |  | Sterile |  |  |  | Request Quote | To be confirmed | On Request |  |  |  |  | I-RES SAGL |  |  | No |  | 654
| DTC-0655 | Implantology | Endosseous Dental Implant | Straight Mua Abutment Internal Hex Narrow (S1BN45) | I-Res SAGL | Dental Implant System | Switzerland | A dental implant is a titanium post placed in the jawbone to replace a missing tooth root and support restorations like crowns or bridges. | A dental implant is a biocompatible titanium fixture inserted into the jawbone, where it bonds with bone through osseointegration. It acts as a stable foundation for prosthetic teeth, restoring function, aesthetics, and preventing bone loss. | Replacement of missing teeth, support prosthetic restorations | Biocompatible, osseointegrating, strong, surface-treated, stable connection, long-term tooth replacement. |  | Ø 5. 0Mm h 5mm |  | Sterile |  |  |  | Request Quote | To be confirmed | On Request |  |  |  |  | I-RES SAGL |  |  | No |  | 655
| DTC-0656 | Implantology | Endosseous Dental Implant | Straight Mua Abutment Internal Hex Narrow (S1BN46) | I-Res SAGL | Dental Implant System | Switzerland | A dental implant is a titanium post placed in the jawbone to replace a missing tooth root and support restorations like crowns or bridges. | A dental implant is a biocompatible titanium fixture inserted into the jawbone, where it bonds with bone through osseointegration. It acts as a stable foundation for prosthetic teeth, restoring function, aesthetics, and preventing bone loss. | Replacement of missing teeth, support prosthetic restorations | Biocompatible, osseointegrating, strong, surface-treated, stable connection, long-term tooth replacement. |  | Ø 5. 0Mm h 6mm |  | Sterile |  |  |  | Request Quote | To be confirmed | On Request |  |  |  |  | I-RES SAGL |  |  | No |  | 656
| DTC-0657 | Implantology | Endosseous Dental Implant | CastabLe Abutment With Titanium Base Internal Hex Narrow (S1BN3PTC45) | I-Res SAGL | Dental Implant System | Switzerland | A dental implant is a titanium post placed in the jawbone to replace a missing tooth root and support restorations like crowns or bridges. | A dental implant is a biocompatible titanium fixture inserted into the jawbone, where it bonds with bone through osseointegration. It acts as a stable foundation for prosthetic teeth, restoring function, aesthetics, and preventing bone loss. | Replacement of missing teeth, support prosthetic restorations | Biocompatible, osseointegrating, strong, surface-treated, stable connection, long-term tooth replacement. |  | Ø 4. 5Mm |  | Sterile |  |  |  | Request Quote | To be confirmed | On Request |  |  |  |  | I-RES SAGL |  |  | No |  | 657
| DTC-0658 | Implantology | Endosseous Dental Implant | Angled Mua Abutment Internal Hex Narrow (S1BN518) | I-Res SAGL | Dental Implant System | Switzerland | A dental implant is a titanium post placed in the jawbone to replace a missing tooth root and support restorations like crowns or bridges. | A dental implant is a biocompatible titanium fixture inserted into the jawbone, where it bonds with bone through osseointegration. It acts as a stable foundation for prosthetic teeth, restoring function, aesthetics, and preventing bone loss. | Replacement of missing teeth, support prosthetic restorations | Biocompatible, osseointegrating, strong, surface-treated, stable connection, long-term tooth replacement. |  | Ø 5. 0Mm 18° h 0/2mm |  | Sterile |  |  |  | Request Quote | To be confirmed | On Request |  |  |  |  | I-RES SAGL |  |  | No |  | 658
| DTC-0659 | Implantology | Endosseous Dental Implant | Ball Abutment Internal Hex Narrow (S1BN61) | I-Res SAGL | Dental Implant System | Switzerland | A dental implant is a titanium post placed in the jawbone to replace a missing tooth root and support restorations like crowns or bridges. | A dental implant is a biocompatible titanium fixture inserted into the jawbone, where it bonds with bone through osseointegration. It acts as a stable foundation for prosthetic teeth, restoring function, aesthetics, and preventing bone loss. | Replacement of missing teeth, support prosthetic restorations | Biocompatible, osseointegrating, strong, surface-treated, stable connection, long-term tooth replacement. |  | Ø 3. 5Mm h 1mm |  | Sterile |  |  |  | Request Quote | To be confirmed | On Request |  |  |  |  | I-RES SAGL |  |  | No |  | 659
| DTC-0660 | Implantology | Endosseous Dental Implant | Ball Abutment Internal Hex Narrow (S1BN62) | I-Res SAGL | Dental Implant System | Switzerland | A dental implant is a titanium post placed in the jawbone to replace a missing tooth root and support restorations like crowns or bridges. | A dental implant is a biocompatible titanium fixture inserted into the jawbone, where it bonds with bone through osseointegration. It acts as a stable foundation for prosthetic teeth, restoring function, aesthetics, and preventing bone loss. | Replacement of missing teeth, support prosthetic restorations | Biocompatible, osseointegrating, strong, surface-treated, stable connection, long-term tooth replacement. |  | Ø 3. 5Mm h 2mm |  | Sterile |  |  |  | Request Quote | To be confirmed | On Request |  |  |  |  | I-RES SAGL |  |  | No |  | 660
| DTC-0661 | Implantology | Endosseous Dental Implant | Ball Abutment Internal Hex Narrow (S1BN63) | I-Res SAGL | Dental Implant System | Switzerland | A dental implant is a titanium post placed in the jawbone to replace a missing tooth root and support restorations like crowns or bridges. | A dental implant is a biocompatible titanium fixture inserted into the jawbone, where it bonds with bone through osseointegration. It acts as a stable foundation for prosthetic teeth, restoring function, aesthetics, and preventing bone loss. | Replacement of missing teeth, support prosthetic restorations | Biocompatible, osseointegrating, strong, surface-treated, stable connection, long-term tooth replacement. |  | Ø 3. 5Mm h 3mm |  | Sterile |  |  |  | Request Quote | To be confirmed | On Request |  |  |  |  | I-RES SAGL |  |  | No |  | 661
| DTC-0662 | Implantology | Endosseous Dental Implant | Ball Abutment Internal Hex Narrow (S1BN64) | I-Res SAGL | Dental Implant System | Switzerland | A dental implant is a titanium post placed in the jawbone to replace a missing tooth root and support restorations like crowns or bridges. | A dental implant is a biocompatible titanium fixture inserted into the jawbone, where it bonds with bone through osseointegration. It acts as a stable foundation for prosthetic teeth, restoring function, aesthetics, and preventing bone loss. | Replacement of missing teeth, support prosthetic restorations | Biocompatible, osseointegrating, strong, surface-treated, stable connection, long-term tooth replacement. |  | Ø 3. 5Mm h 4mm |  | Sterile |  |  |  | Request Quote | To be confirmed | On Request |  |  |  |  | I-RES SAGL |  |  | No |  | 662
| DTC-0663 | Implantology | Endosseous Dental Implant | Ball Abutment Internal Hex Narrow (S1BN65) | I-Res SAGL | Dental Implant System | Switzerland | A dental implant is a titanium post placed in the jawbone to replace a missing tooth root and support restorations like crowns or bridges. | A dental implant is a biocompatible titanium fixture inserted into the jawbone, where it bonds with bone through osseointegration. It acts as a stable foundation for prosthetic teeth, restoring function, aesthetics, and preventing bone loss. | Replacement of missing teeth, support prosthetic restorations | Biocompatible, osseointegrating, strong, surface-treated, stable connection, long-term tooth replacement. |  | Ø 3. 5Mm h 5mm |  | Sterile |  |  |  | Request Quote | To be confirmed | On Request |  |  |  |  | I-RES SAGL |  |  | No |  | 663
| DTC-0664 | Implantology | Endosseous Dental Implant | Ball Abutment Internal Hex Narrow (S1BN66) | I-Res SAGL | Dental Implant System | Switzerland | A dental implant is a titanium post placed in the jawbone to replace a missing tooth root and support restorations like crowns or bridges. | A dental implant is a biocompatible titanium fixture inserted into the jawbone, where it bonds with bone through osseointegration. It acts as a stable foundation for prosthetic teeth, restoring function, aesthetics, and preventing bone loss. | Replacement of missing teeth, support prosthetic restorations | Biocompatible, osseointegrating, strong, surface-treated, stable connection, long-term tooth replacement. |  | Ø 3. 5Mm h 6mm |  | Sterile |  |  |  | Request Quote | To be confirmed | On Request |  |  |  |  | I-RES SAGL |  |  | No |  | 664
| DTC-0665 | Implantology | Endosseous Dental Implant | Iretor Internal Hex Narrow (S1BN80) | I-Res SAGL | Dental Implant System | Switzerland | A dental implant is a titanium post placed in the jawbone to replace a missing tooth root and support restorations like crowns or bridges. | A dental implant is a biocompatible titanium fixture inserted into the jawbone, where it bonds with bone through osseointegration. It acts as a stable foundation for prosthetic teeth, restoring function, aesthetics, and preventing bone loss. | Replacement of missing teeth, support prosthetic restorations | Biocompatible, osseointegrating, strong, surface-treated, stable connection, long-term tooth replacement. |  | H 0. 5mm |  | Sterile |  |  |  | Request Quote | To be confirmed | On Request |  |  |  |  | I-RES SAGL |  |  | No |  | 665
| DTC-0666 | Implantology | Endosseous Dental Implant | Iretor Internal Hex Narrow (S1BN81) | I-Res SAGL | Dental Implant System | Switzerland | A dental implant is a titanium post placed in the jawbone to replace a missing tooth root and support restorations like crowns or bridges. | A dental implant is a biocompatible titanium fixture inserted into the jawbone, where it bonds with bone through osseointegration. It acts as a stable foundation for prosthetic teeth, restoring function, aesthetics, and preventing bone loss. | Replacement of missing teeth, support prosthetic restorations | Biocompatible, osseointegrating, strong, surface-treated, stable connection, long-term tooth replacement. |  | H 1mm |  | Sterile |  |  |  | Request Quote | To be confirmed | On Request |  |  |  |  | I-RES SAGL |  |  | No |  | 666
| DTC-0667 | Implantology | Endosseous Dental Implant | Iretor Internal Hex Narrow (S1BN825) | I-Res SAGL | Dental Implant System | Switzerland | A dental implant is a titanium post placed in the jawbone to replace a missing tooth root and support restorations like crowns or bridges. | A dental implant is a biocompatible titanium fixture inserted into the jawbone, where it bonds with bone through osseointegration. It acts as a stable foundation for prosthetic teeth, restoring function, aesthetics, and preventing bone loss. | Replacement of missing teeth, support prosthetic restorations | Biocompatible, osseointegrating, strong, surface-treated, stable connection, long-term tooth replacement. |  | H 2. 5mm |  | Sterile |  |  |  | Request Quote | To be confirmed | On Request | On Required |  |  |  | I-RES SAGL |  |  | No |  | 667
| DTC-0668 | Implantology | Endosseous Dental Implant | Iretor Internal Hex Narrow (S1BN835) | I-Res SAGL | Dental Implant System | Switzerland | A dental implant is a titanium post placed in the jawbone to replace a missing tooth root and support restorations like crowns or bridges. | A dental implant is a biocompatible titanium fixture inserted into the jawbone, where it bonds with bone through osseointegration. It acts as a stable foundation for prosthetic teeth, restoring function, aesthetics, and preventing bone loss. | Replacement of missing teeth, support prosthetic restorations | Biocompatible, osseointegrating, strong, surface-treated, stable connection, long-term tooth replacement. |  | H 3. 5mm |  | Sterile |  |  |  | Request Quote | To be confirmed | On Request |  |  |  |  | I-RES SAGL |  |  | No |  | 668
| DTC-0669 | Implantology | Endosseous Dental Implant | Angled Mua Abutment Internal Hex Narrow (S1BN532) | I-Res SAGL | Dental Implant System | Switzerland | A dental implant is a titanium post placed in the jawbone to replace a missing tooth root and support restorations like crowns or bridges. | A dental implant is a biocompatible titanium fixture inserted into the jawbone, where it bonds with bone through osseointegration. It acts as a stable foundation for prosthetic teeth, restoring function, aesthetics, and preventing bone loss. | Replacement of missing teeth, support prosthetic restorations | Biocompatible, osseointegrating, strong, surface-treated, stable connection, long-term tooth replacement. |  | Ø 5. 0Mm 30° h 0/2mm |  | Sterile |  |  |  | Request Quote | To be confirmed | On Request |  |  |  |  | I-RES SAGL |  |  | No |  | 669
| DTC-0670 | Implantology | Endosseous Dental Implant | Rotating Castable Abutment With Titanium Base Internal Hex Narrow (S1BN3PTC35) | I-Res SAGL | Dental Implant System | Switzerland | A dental implant is a titanium post placed in the jawbone to replace a missing tooth root and support restorations like crowns or bridges. | A dental implant is a biocompatible titanium fixture inserted into the jawbone, where it bonds with bone through osseointegration. It acts as a stable foundation for prosthetic teeth, restoring function, aesthetics, and preventing bone loss. | Replacement of missing teeth, support prosthetic restorations | Biocompatible, osseointegrating, strong, surface-treated, stable connection, long-term tooth replacement. |  | Ø 4. 5Mm |  | Sterile |  |  |  | Request Quote | To be confirmed | On Request |  |  |  |  | I-RES SAGL |  |  | No |  | 670
| DTC-0671 | Implantology | Endosseous Dental Implant | Castable Abutment With Gold Base Internal Hex Narrow (S1BN3GA35) | I-Res SAGL | Dental Implant System | Switzerland | A dental implant is a titanium post placed in the jawbone to replace a missing tooth root and support restorations like crowns or bridges. | A dental implant is a biocompatible titanium fixture inserted into the jawbone, where it bonds with bone through osseointegration. It acts as a stable foundation for prosthetic teeth, restoring function, aesthetics, and preventing bone loss. | Replacement of missing teeth, support prosthetic restorations | Biocompatible, osseointegrating, strong, surface-treated, stable connection, long-term tooth replacement. |  | Ø 4. 5Mm |  | Sterile |  |  |  | Request Quote | To be confirmed | On Request |  |  |  |  | I-RES SAGL |  |  | No |  | 671
| DTC-0672 | Implantology | Endosseous Dental Implant | Angled Abutment Anatomic Internal Hex Narrow (S1BN232540) | I-Res SAGL | Dental Implant System | Switzerland | A dental implant is a titanium post placed in the jawbone to replace a missing tooth root and support restorations like crowns or bridges. | A dental implant is a biocompatible titanium fixture inserted into the jawbone, where it bonds with bone through osseointegration. It acts as a stable foundation for prosthetic teeth, restoring function, aesthetics, and preventing bone loss. | Replacement of missing teeth, support prosthetic restorations | Biocompatible, osseointegrating, strong, surface-treated, stable connection, long-term tooth replacement. |  | Ø 4. 0Mm 25° h 3mm |  | Sterile |  |  |  | Request Quote | To be confirmed | On Request |  |  |  |  | I-RES SAGL |  |  | No |  | 672
| DTC-0673 | Implantology | Endosseous Dental Implant | Transfer/Abutment/Mounter Internal Hex Narrow With Long Screw (S1BN1A35L) | I-Res SAGL | Dental Implant System | Switzerland | A dental implant is a titanium post placed in the jawbone to replace a missing tooth root and support restorations like crowns or bridges. | A dental implant is a biocompatible titanium fixture inserted into the jawbone, where it bonds with bone through osseointegration. It acts as a stable foundation for prosthetic teeth, restoring function, aesthetics, and preventing bone loss. | Replacement of missing teeth, support prosthetic restorations | Biocompatible, osseointegrating, strong, surface-treated, stable connection, long-term tooth replacement. |  | Ø 3. 2Mm |  | Sterile |  |  |  | Request Quote | To be confirmed | On Request |  |  |  |  | I-RES SAGL |  |  | No |  | 673
| DTC-0674 | Implantology | Endosseous Dental Implant | Multifunctional Abutment With Cap (S1BN1A50ITC) | I-Res SAGL | Dental Implant System | Switzerland | A dental implant is a titanium post placed in the jawbone to replace a missing tooth root and support restorations like crowns or bridges. | A dental implant is a biocompatible titanium fixture inserted into the jawbone, where it bonds with bone through osseointegration. It acts as a stable foundation for prosthetic teeth, restoring function, aesthetics, and preventing bone loss. | Replacement of missing teeth, support prosthetic restorations | Biocompatible, osseointegrating, strong, surface-treated, stable connection, long-term tooth replacement. |  | - |  | Sterile |  |  |  | Request Quote | To be confirmed | On Request |  |  |  |  | I-RES SAGL |  |  | No |  | 674
| DTC-0675 | Implantology | Endosseous Dental Implant | Temporary Abutment Internal Hex Narrow In Peek Med (S1BN135PP) | I-Res SAGL | Dental Implant System | Switzerland | A dental implant is a titanium post placed in the jawbone to replace a missing tooth root and support restorations like crowns or bridges. | A dental implant is a biocompatible titanium fixture inserted into the jawbone, where it bonds with bone through osseointegration. It acts as a stable foundation for prosthetic teeth, restoring function, aesthetics, and preventing bone loss. | Replacement of missing teeth, support prosthetic restorations | Biocompatible, osseointegrating, strong, surface-treated, stable connection, long-term tooth replacement. |  | Ø 3. 5Mm |  | Sterile |  |  |  | Request Quote | To be confirmed | On Request |  |  |  |  | I-RES SAGL |  |  | No |  | 675
| DTC-0676 | Implantology | Endosseous Dental Implant | Temporary Abutment Anti Rotation Internal Hex Narrow (S1BN135P) | I-Res SAGL | Dental Implant System | Switzerland | A dental implant is a titanium post placed in the jawbone to replace a missing tooth root and support restorations like crowns or bridges. | A dental implant is a biocompatible titanium fixture inserted into the jawbone, where it bonds with bone through osseointegration. It acts as a stable foundation for prosthetic teeth, restoring function, aesthetics, and preventing bone loss. | Replacement of missing teeth, support prosthetic restorations | Biocompatible, osseointegrating, strong, surface-treated, stable connection, long-term tooth replacement. |  | Ø 3. 5Mm |  | Sterile |  |  |  | Request Quote | To be confirmed | On Request |  |  |  |  | I-RES SAGL |  |  | No |  | 676
| DTC-0677 | Implantology | Endosseous Dental Implant | Rotating Temporary Abutment Internal Hex Narrow (S1BN135PR) | I-Res SAGL | Dental Implant System | Switzerland | A dental implant is a titanium post placed in the jawbone to replace a missing tooth root and support restorations like crowns or bridges. | A dental implant is a biocompatible titanium fixture inserted into the jawbone, where it bonds with bone through osseointegration. It acts as a stable foundation for prosthetic teeth, restoring function, aesthetics, and preventing bone loss. | Replacement of missing teeth, support prosthetic restorations | Biocompatible, osseointegrating, strong, surface-treated, stable connection, long-term tooth replacement. |  | Ø 3. 5Mm |  | Sterile |  |  |  | Request Quote | To be confirmed | On Request |  |  |  |  | I-RES SAGL |  |  | No |  | 677
| DTC-0678 | Implantology | Endosseous Dental Implant | Abutment For Welded Technique Internal Hex Narrow (S1BN1TS) | I-Res SAGL | Dental Implant System | Switzerland | A dental implant is a titanium post placed in the jawbone to replace a missing tooth root and support restorations like crowns or bridges. | A dental implant is a biocompatible titanium fixture inserted into the jawbone, where it bonds with bone through osseointegration. It acts as a stable foundation for prosthetic teeth, restoring function, aesthetics, and preventing bone loss. | Replacement of missing teeth, support prosthetic restorations | Biocompatible, osseointegrating, strong, surface-treated, stable connection, long-term tooth replacement. |  | Ø 3. 5Mm |  | Sterile |  |  |  | Request Quote | To be confirmed | On Request |  |  |  |  | I-RES SAGL |  |  | No |  | 678
| DTC-0679 | Implantology | Endosseous Dental Implant | Abutment With FF Internal Hex Narrow (S1BN135FF) | I-Res SAGL | Dental Implant System | Switzerland | A dental implant is a titanium post placed in the jawbone to replace a missing tooth root and support restorations like crowns or bridges. | A dental implant is a biocompatible titanium fixture inserted into the jawbone, where it bonds with bone through osseointegration. It acts as a stable foundation for prosthetic teeth, restoring function, aesthetics, and preventing bone loss. | Replacement of missing teeth, support prosthetic restorations | Biocompatible, osseointegrating, strong, surface-treated, stable connection, long-term tooth replacement. |  | Ø 3. 5Mm |  | Sterile |  |  |  | Request Quote | To be confirmed | On Request |  |  |  |  | I-RES SAGL |  |  | No |  | 679
| DTC-0680 | Implantology | Endosseous Dental Implant | Anatomic Abutment With FF Internal Hex Narrow (S1BN1140F) | I-Res SAGL | Dental Implant System | Switzerland | A dental implant is a titanium post placed in the jawbone to replace a missing tooth root and support restorations like crowns or bridges. | A dental implant is a biocompatible titanium fixture inserted into the jawbone, where it bonds with bone through osseointegration. It acts as a stable foundation for prosthetic teeth, restoring function, aesthetics, and preventing bone loss. | Replacement of missing teeth, support prosthetic restorations | Biocompatible, osseointegrating, strong, surface-treated, stable connection, long-term tooth replacement. |  | Ø 4. 0Mm h 1mm |  | Sterile |  |  |  | Request Quote | To be confirmed | On Request |  |  |  |  | I-RES SAGL |  |  | No |  | 680
| DTC-0681 | Implantology | Endosseous Dental Implant | Anatomic Abutment With FF Internal Hex Narrow (S1BN1340F) | I-Res SAGL | Dental Implant System | Switzerland | A dental implant is a titanium post placed in the jawbone to replace a missing tooth root and support restorations like crowns or bridges. | A dental implant is a biocompatible titanium fixture inserted into the jawbone, where it bonds with bone through osseointegration. It acts as a stable foundation for prosthetic teeth, restoring function, aesthetics, and preventing bone loss. | Replacement of missing teeth, support prosthetic restorations | Biocompatible, osseointegrating, strong, surface-treated, stable connection, long-term tooth replacement. |  | Ø 4. 0Mm h 3mm |  | Sterile |  |  |  | Request Quote | To be confirmed | On Request |  |  |  |  | I-RES SAGL |  |  | No |  | 681
| DTC-0682 | Implantology | Endosseous Dental Implant | Anatomic Abutment Internal Hex Narrow (S1BN1140) | I-Res SAGL | Dental Implant System | Switzerland | A dental implant is a titanium post placed in the jawbone to replace a missing tooth root and support restorations like crowns or bridges. | A dental implant is a biocompatible titanium fixture inserted into the jawbone, where it bonds with bone through osseointegration. It acts as a stable foundation for prosthetic teeth, restoring function, aesthetics, and preventing bone loss. | Replacement of missing teeth, support prosthetic restorations | Biocompatible, osseointegrating, strong, surface-treated, stable connection, long-term tooth replacement. |  | Ø 4. 0Mm h 1mm |  | Sterile |  |  |  | Request Quote | To be confirmed | On Request |  |  |  |  | I-RES SAGL |  |  | No |  | 682
| DTC-0683 | Implantology | Endosseous Dental Implant | Indirect Transfer Internal Hex Narrow (S1BN135ITC) | I-Res SAGL | Dental Implant System | Switzerland | A dental implant is a titanium post placed in the jawbone to replace a missing tooth root and support restorations like crowns or bridges. | A dental implant is a biocompatible titanium fixture inserted into the jawbone, where it bonds with bone through osseointegration. It acts as a stable foundation for prosthetic teeth, restoring function, aesthetics, and preventing bone loss. | Replacement of missing teeth, support prosthetic restorations | Biocompatible, osseointegrating, strong, surface-treated, stable connection, long-term tooth replacement. |  | Ø 3. 5Mm |  | Sterile |  |  |  | Request Quote | To be confirmed | On Request |  |  |  |  | I-RES SAGL |  |  | No |  | 683
| DTC-0684 | Implantology | Endosseous Dental Implant | Anatomic Abutment Internal Hex Narrow (S1BN1340) | I-Res SAGL | Dental Implant System | Switzerland | A dental implant is a titanium post placed in the jawbone to replace a missing tooth root and support restorations like crowns or bridges. | A dental implant is a biocompatible titanium fixture inserted into the jawbone, where it bonds with bone through osseointegration. It acts as a stable foundation for prosthetic teeth, restoring function, aesthetics, and preventing bone loss. | Replacement of missing teeth, support prosthetic restorations | Biocompatible, osseointegrating, strong, surface-treated, stable connection, long-term tooth replacement. |  | Ø 4. 0Mm h 3mm |  | Sterile |  |  |  | Request Quote | To be confirmed | On Request |  |  |  |  | I-RES SAGL |  |  | No |  | 684
| DTC-0685 | Implantology | Endosseous Dental Implant | Sticking Base With FF Internal Hex Narrow (S1BN135F) | I-Res SAGL | Dental Implant System | Switzerland | A dental implant is a titanium post placed in the jawbone to replace a missing tooth root and support restorations like crowns or bridges. | A dental implant is a biocompatible titanium fixture inserted into the jawbone, where it bonds with bone through osseointegration. It acts as a stable foundation for prosthetic teeth, restoring function, aesthetics, and preventing bone loss. | Replacement of missing teeth, support prosthetic restorations | Biocompatible, osseointegrating, strong, surface-treated, stable connection, long-term tooth replacement. |  | Ø 3, 5Mm |  | Sterile |  |  |  | Request Quote | To be confirmed | On Request |  |  |  |  | I-RES SAGL |  |  | No |  | 685
| DTC-0686 | Implantology | Endosseous Dental Implant | Rotating Sticking Base Internal Hex Narrow (S1BN135R) | I-Res SAGL | Dental Implant System | Switzerland | A dental implant is a titanium post placed in the jawbone to replace a missing tooth root and support restorations like crowns or bridges. | A dental implant is a biocompatible titanium fixture inserted into the jawbone, where it bonds with bone through osseointegration. It acts as a stable foundation for prosthetic teeth, restoring function, aesthetics, and preventing bone loss. | Replacement of missing teeth, support prosthetic restorations | Biocompatible, osseointegrating, strong, surface-treated, stable connection, long-term tooth replacement. |  | Ø 3, 5Mm |  | Sterile |  |  |  | Request Quote | To be confirmed | On Request |  |  |  |  | I-RES SAGL |  |  | No |  | 686
| DTC-0687 | Implantology | Endosseous Dental Implant | Sticking Base With FF Internal Hex Narrow (S1BN135FS) | I-Res SAGL | Dental Implant System | Switzerland | A dental implant is a titanium post placed in the jawbone to replace a missing tooth root and support restorations like crowns or bridges. | A dental implant is a biocompatible titanium fixture inserted into the jawbone, where it bonds with bone through osseointegration. It acts as a stable foundation for prosthetic teeth, restoring function, aesthetics, and preventing bone loss. | Replacement of missing teeth, support prosthetic restorations | Biocompatible, osseointegrating, strong, surface-treated, stable connection, long-term tooth replacement. |  | Ø 3, 5Mm |  | Sterile |  |  |  | Request Quote | To be confirmed | On Request |  |  |  |  | I-RES SAGL |  |  | No |  | 687
| DTC-0688 | Implantology | Endosseous Dental Implant | Rotating Sticking Base Internal Hex Narrow (S1BN135RS) | I-Res SAGL | Dental Implant System | Switzerland | A dental implant is a titanium post placed in the jawbone to replace a missing tooth root and support restorations like crowns or bridges. | A dental implant is a biocompatible titanium fixture inserted into the jawbone, where it bonds with bone through osseointegration. It acts as a stable foundation for prosthetic teeth, restoring function, aesthetics, and preventing bone loss. | Replacement of missing teeth, support prosthetic restorations | Biocompatible, osseointegrating, strong, surface-treated, stable connection, long-term tooth replacement. |  | Ø 3, 5Mm |  | Sterile |  |  |  | Request Quote | To be confirmed | On Request |  |  |  |  | I-RES SAGL |  |  | No |  | 688
| DTC-0689 | Implantology | Endosseous Dental Implant | Angled Abutment Anatomic With FF Internal Hex Narrow (S1BN211540F) | I-Res SAGL | Dental Implant System | Switzerland | A dental implant is a titanium post placed in the jawbone to replace a missing tooth root and support restorations like crowns or bridges. | A dental implant is a biocompatible titanium fixture inserted into the jawbone, where it bonds with bone through osseointegration. It acts as a stable foundation for prosthetic teeth, restoring function, aesthetics, and preventing bone loss. | Replacement of missing teeth, support prosthetic restorations | Biocompatible, osseointegrating, strong, surface-treated, stable connection, long-term tooth replacement. |  | Ø 4. 0Mm 15° h 1mm |  | Sterile |  |  |  | Request Quote | To be confirmed | On Request |  |  |  |  | I-RES SAGL |  |  | No |  | 689
| DTC-0690 | Implantology | Endosseous Dental Implant | Angled Abutment Anatomic With FF Internal Hex Narrow (S1BN231540F) | I-Res SAGL | Dental Implant System | Switzerland | A dental implant is a titanium post placed in the jawbone to replace a missing tooth root and support restorations like crowns or bridges. | A dental implant is a biocompatible titanium fixture inserted into the jawbone, where it bonds with bone through osseointegration. It acts as a stable foundation for prosthetic teeth, restoring function, aesthetics, and preventing bone loss. | Replacement of missing teeth, support prosthetic restorations | Biocompatible, osseointegrating, strong, surface-treated, stable connection, long-term tooth replacement. |  | Ø 4. 0Mm 15° h 3mm |  | Sterile |  |  |  | Request Quote | To be confirmed | On Request |  |  |  |  | I-RES SAGL |  |  | No |  | 690
| DTC-0691 | Implantology | Endosseous Dental Implant | Angled Abutment Anatomic With FF Internal Hex Narrow (S1BN212540F) | I-Res SAGL | Dental Implant System | Switzerland | A dental implant is a titanium post placed in the jawbone to replace a missing tooth root and support restorations like crowns or bridges. | A dental implant is a biocompatible titanium fixture inserted into the jawbone, where it bonds with bone through osseointegration. It acts as a stable foundation for prosthetic teeth, restoring function, aesthetics, and preventing bone loss. | Replacement of missing teeth, support prosthetic restorations | Biocompatible, osseointegrating, strong, surface-treated, stable connection, long-term tooth replacement. |  | Ø 4. 0Mm 25° h 1mm |  | Sterile |  |  |  | Request Quote | To be confirmed | On Request |  |  |  |  | I-RES SAGL |  |  | No |  | 691
| DTC-0692 | Implantology | Endosseous Dental Implant | Angled Abutment Anatomic With FF Internal Hex Narrow (S1BN232540F) | I-Res SAGL | Dental Implant System | Switzerland | A dental implant is a titanium post placed in the jawbone to replace a missing tooth root and support restorations like crowns or bridges. | A dental implant is a biocompatible titanium fixture inserted into the jawbone, where it bonds with bone through osseointegration. It acts as a stable foundation for prosthetic teeth, restoring function, aesthetics, and preventing bone loss. | Replacement of missing teeth, support prosthetic restorations | Biocompatible, osseointegrating, strong, surface-treated, stable connection, long-term tooth replacement. |  | Ø 4. 0Mm 25° h 3mm |  | Sterile |  |  |  | Request Quote | To be confirmed | On Request |  |  |  |  | I-RES SAGL |  |  | No |  | 692
| DTC-0693 | Implantology | Endosseous Dental Implant | Angled Abutment Anatomic Internal Hex Narrow (S1BN211540) | I-Res SAGL | Dental Implant System | Switzerland | A dental implant is a titanium post placed in the jawbone to replace a missing tooth root and support restorations like crowns or bridges. | A dental implant is a biocompatible titanium fixture inserted into the jawbone, where it bonds with bone through osseointegration. It acts as a stable foundation for prosthetic teeth, restoring function, aesthetics, and preventing bone loss. | Replacement of missing teeth, support prosthetic restorations | Biocompatible, osseointegrating, strong, surface-treated, stable connection, long-term tooth replacement. |  | Ø 4. 0Mm 15° h 1mm |  | Sterile |  |  |  | Request Quote | To be confirmed | On Request |  |  |  |  | I-RES SAGL |  |  | No |  | 693
| DTC-0694 | Implantology | Endosseous Dental Implant | Angled Abutment Anatomic Internal Hex Narrow (S1BN231540) | I-Res SAGL | Dental Implant System | Switzerland | A dental implant is a titanium post placed in the jawbone to replace a missing tooth root and support restorations like crowns or bridges. | A dental implant is a biocompatible titanium fixture inserted into the jawbone, where it bonds with bone through osseointegration. It acts as a stable foundation for prosthetic teeth, restoring function, aesthetics, and preventing bone loss. | Replacement of missing teeth, support prosthetic restorations | Biocompatible, osseointegrating, strong, surface-treated, stable connection, long-term tooth replacement. |  | Ø 4. 0Mm 15° h 3mm |  | Sterile |  |  |  | Request Quote | To be confirmed | On Request |  |  |  |  | I-RES SAGL |  |  | No |  | 694
| DTC-0695 | Implantology | Endosseous Dental Implant | Angled Abutment Anatomic Internal Hex Narrow (S1BN212540) | I-Res SAGL | Dental Implant System | Switzerland | A dental implant is a titanium post placed in the jawbone to replace a missing tooth root and support restorations like crowns or bridges. | A dental implant is a biocompatible titanium fixture inserted into the jawbone, where it bonds with bone through osseointegration. It acts as a stable foundation for prosthetic teeth, restoring function, aesthetics, and preventing bone loss. | Replacement of missing teeth, support prosthetic restorations | Biocompatible, osseointegrating, strong, surface-treated, stable connection, long-term tooth replacement. |  | Ø 4. 0Mm 25° h 1mm |  | Sterile |  |  |  | Request Quote | To be confirmed | On Request |  |  |  |  | I-RES SAGL |  |  | No |  | 695
| DTC-0696 | Implantology | Endosseous Dental Implant | Link Narrow (S1BNL1) | I-Res SAGL | Dental Implant System | Switzerland | A dental implant is a titanium post placed in the jawbone to replace a missing tooth root and support restorations like crowns or bridges. | A dental implant is a biocompatible titanium fixture inserted into the jawbone, where it bonds with bone through osseointegration. It acts as a stable foundation for prosthetic teeth, restoring function, aesthetics, and preventing bone loss. | Replacement of missing teeth, support prosthetic restorations | Biocompatible, osseointegrating, strong, surface-treated, stable connection, long-term tooth replacement. |  | H 1 mm |  | Sterile |  |  |  | Request Quote | To be confirmed | On Request |  |  |  |  | I-RES SAGL |  |  | No |  | 696
| DTC-0697 | Implantology | Endosseous Dental Implant | Straight Sticking Base With FF Internal Hex (S1B140F) | I-Res SAGL | Dental Implant System | Switzerland | A dental implant is a titanium post placed in the jawbone to replace a missing tooth root and support restorations like crowns or bridges. | A dental implant is a biocompatible titanium fixture inserted into the jawbone, where it bonds with bone through osseointegration. It acts as a stable foundation for prosthetic teeth, restoring function, aesthetics, and preventing bone loss. | Replacement of missing teeth, support prosthetic restorations | Biocompatible, osseointegrating, strong, surface-treated, stable connection, long-term tooth replacement. |  | Ø 4. 5 Mm |  | Sterile |  |  |  | Request Quote | To be confirmed | On Request |  |  |  |  | I-RES SAGL |  |  | No |  | 697
| DTC-0698 | Implantology | Endosseous Dental Implant | Link Narrow (S1BNL3) | I-Res SAGL | Dental Implant System | Switzerland | A dental implant is a titanium post placed in the jawbone to replace a missing tooth root and support restorations like crowns or bridges. | A dental implant is a biocompatible titanium fixture inserted into the jawbone, where it bonds with bone through osseointegration. It acts as a stable foundation for prosthetic teeth, restoring function, aesthetics, and preventing bone loss. | Replacement of missing teeth, support prosthetic restorations | Biocompatible, osseointegrating, strong, surface-treated, stable connection, long-term tooth replacement. |  | H 3 mm |  | Sterile |  |  |  | Request Quote | To be confirmed | On Request |  |  |  |  | I-RES SAGL |  |  | No |  | 698
| DTC-0699 | Implantology | Endosseous Dental Implant | Link Narrow (S1BNL4) | I-Res SAGL | Dental Implant System | Switzerland | A dental implant is a titanium post placed in the jawbone to replace a missing tooth root and support restorations like crowns or bridges. | A dental implant is a biocompatible titanium fixture inserted into the jawbone, where it bonds with bone through osseointegration. It acts as a stable foundation for prosthetic teeth, restoring function, aesthetics, and preventing bone loss. | Replacement of missing teeth, support prosthetic restorations | Biocompatible, osseointegrating, strong, surface-treated, stable connection, long-term tooth replacement. |  | H 4 mm |  | Sterile |  |  |  | Request Quote | To be confirmed | On Request |  |  |  |  | I-RES SAGL |  |  | No |  | 699
| DTC-0700 | Implantology | Endosseous Dental Implant | Abutment For Bar Mua (S1BTTAB) | I-Res SAGL | Dental Implant System | Switzerland | A dental implant is a titanium post placed in the jawbone to replace a missing tooth root and support restorations like crowns or bridges. | A dental implant is a biocompatible titanium fixture inserted into the jawbone, where it bonds with bone through osseointegration. It acts as a stable foundation for prosthetic teeth, restoring function, aesthetics, and preventing bone loss. | Replacement of missing teeth, support prosthetic restorations | Biocompatible, osseointegrating, strong, surface-treated, stable connection, long-term tooth replacement. |  | - |  | Sterile |  |  |  | Request Quote | To be confirmed | On Request |  |  |  |  | I-RES SAGL |  |  | No |  | 700
| DTC-0701 | Implantology | Endosseous Dental Implant | Abutment For Bar Mua (S1BTTAFB) | I-Res SAGL | Dental Implant System | Switzerland | A dental implant is a titanium post placed in the jawbone to replace a missing tooth root and support restorations like crowns or bridges. | A dental implant is a biocompatible titanium fixture inserted into the jawbone, where it bonds with bone through osseointegration. It acts as a stable foundation for prosthetic teeth, restoring function, aesthetics, and preventing bone loss. | Replacement of missing teeth, support prosthetic restorations | Biocompatible, osseointegrating, strong, surface-treated, stable connection, long-term tooth replacement. |  | - |  | Sterile |  |  |  | Request Quote | To be confirmed | On Request |  |  |  |  | I-RES SAGL |  |  | No |  | 701
| DTC-0702 | Implantology | Endosseous Dental Implant | Abutment Threaded (Torretta) For Anti-Rotational Mua (S1BTTAE) | I-Res SAGL | Dental Implant System | Switzerland | A dental implant is a titanium post placed in the jawbone to replace a missing tooth root and support restorations like crowns or bridges. | A dental implant is a biocompatible titanium fixture inserted into the jawbone, where it bonds with bone through osseointegration. It acts as a stable foundation for prosthetic teeth, restoring function, aesthetics, and preventing bone loss. | Replacement of missing teeth, support prosthetic restorations | Biocompatible, osseointegrating, strong, surface-treated, stable connection, long-term tooth replacement. |  | - |  | Sterile |  |  |  | Request Quote | To be confirmed | On Request |  |  |  |  | I-RES SAGL |  |  | No |  | 702
| DTC-0703 | Implantology | Endosseous Dental Implant | Abutment Threaded Provisional (Torretta) For Anti-Rotational Mua (S1BPTTAE) | I-Res SAGL | Dental Implant System | Switzerland | A dental implant is a titanium post placed in the jawbone to replace a missing tooth root and support restorations like crowns or bridges. | A dental implant is a biocompatible titanium fixture inserted into the jawbone, where it bonds with bone through osseointegration. It acts as a stable foundation for prosthetic teeth, restoring function, aesthetics, and preventing bone loss. | Replacement of missing teeth, support prosthetic restorations | Biocompatible, osseointegrating, strong, surface-treated, stable connection, long-term tooth replacement. |  | - |  | Sterile |  |  |  | Request Quote | To be confirmed | On Request |  |  |  |  | I-RES SAGL |  |  | No |  | 703
| DTC-0704 | Implantology | Endosseous Dental Implant | Abutment For Welded Technique Mua (S1BTS) | I-Res SAGL | Dental Implant System | Switzerland | A dental implant is a titanium post placed in the jawbone to replace a missing tooth root and support restorations like crowns or bridges. | A dental implant is a biocompatible titanium fixture inserted into the jawbone, where it bonds with bone through osseointegration. It acts as a stable foundation for prosthetic teeth, restoring function, aesthetics, and preventing bone loss. | Replacement of missing teeth, support prosthetic restorations | Biocompatible, osseointegrating, strong, surface-treated, stable connection, long-term tooth replacement. |  | - |  | Sterile |  |  |  | Request Quote | To be confirmed | On Request |  |  |  |  | I-RES SAGL |  |  | No |  | 704
| DTC-0705 | Implantology | Endosseous Dental Implant | Transfer/Abutment/Mounter Internal Hex (S1B1A50) | I-Res SAGL | Dental Implant System | Switzerland | A dental implant is a titanium post placed in the jawbone to replace a missing tooth root and support restorations like crowns or bridges. | A dental implant is a biocompatible titanium fixture inserted into the jawbone, where it bonds with bone through osseointegration. It acts as a stable foundation for prosthetic teeth, restoring function, aesthetics, and preventing bone loss. | Replacement of missing teeth, support prosthetic restorations | Biocompatible, osseointegrating, strong, surface-treated, stable connection, long-term tooth replacement. |  | Ø 5Mm |  | Sterile |  |  |  | Request Quote | To be confirmed | On Request |  |  |  |  | I-RES SAGL |  |  | No |  | 705
| DTC-0706 | Implantology | Endosseous Dental Implant | Transfer/Abutment/Mounter Internal Hex With Long screw(S1B1A50L) | I-Res SAGL | Dental Implant System | Switzerland | A dental implant is a titanium post placed in the jawbone to replace a missing tooth root and support restorations like crowns or bridges. | A dental implant is a biocompatible titanium fixture inserted into the jawbone, where it bonds with bone through osseointegration. It acts as a stable foundation for prosthetic teeth, restoring function, aesthetics, and preventing bone loss. | Replacement of missing teeth, support prosthetic restorations | Biocompatible, osseointegrating, strong, surface-treated, stable connection, long-term tooth replacement. |  | Ø 5Mm |  | Sterile |  |  |  | Request Quote | To be confirmed | On Request |  |  |  |  | I-RES SAGL |  |  | No |  | 706
| DTC-0707 | Implantology | Endosseous Dental Implant | Transfer/Abutment/Mounter Internal Hex With Long screw(S1B1M50L) | I-Res SAGL | Dental Implant System | Switzerland | A dental implant is a titanium post placed in the jawbone to replace a missing tooth root and support restorations like crowns or bridges. | A dental implant is a biocompatible titanium fixture inserted into the jawbone, where it bonds with bone through osseointegration. It acts as a stable foundation for prosthetic teeth, restoring function, aesthetics, and preventing bone loss. | Replacement of missing teeth, support prosthetic restorations | Biocompatible, osseointegrating, strong, surface-treated, stable connection, long-term tooth replacement. |  | Ø 5Mm |  | Sterile |  |  |  | Request Quote | To be confirmed | On Request |  |  |  |  | I-RES SAGL |  |  | No |  | 707
| DTC-0708 | Implantology | Endosseous Dental Implant | Indirect Transfer Internal Hex (S1B135ITC) | I-Res SAGL | Dental Implant System | Switzerland | A dental implant is a titanium post placed in the jawbone to replace a missing tooth root and support restorations like crowns or bridges. | A dental implant is a biocompatible titanium fixture inserted into the jawbone, where it bonds with bone through osseointegration. It acts as a stable foundation for prosthetic teeth, restoring function, aesthetics, and preventing bone loss. | Replacement of missing teeth, support prosthetic restorations | Biocompatible, osseointegrating, strong, surface-treated, stable connection, long-term tooth replacement. |  | Ø 3. 5Mm |  | Sterile |  |  |  | Request Quote | To be confirmed | On Request |  |  |  |  | I-RES SAGL |  |  | No |  | 708
| DTC-0709 | Implantology | Endosseous Dental Implant | Indirect Transfer Internal Hex (S1B150ITC) | I-Res SAGL | Dental Implant System | Switzerland | A dental implant is a titanium post placed in the jawbone to replace a missing tooth root and support restorations like crowns or bridges. | A dental implant is a biocompatible titanium fixture inserted into the jawbone, where it bonds with bone through osseointegration. It acts as a stable foundation for prosthetic teeth, restoring function, aesthetics, and preventing bone loss. | Replacement of missing teeth, support prosthetic restorations | Biocompatible, osseointegrating, strong, surface-treated, stable connection, long-term tooth replacement. |  | Ø 5Mm |  | Sterile |  |  |  | Request Quote | To be confirmed | On Request |  |  |  |  | I-RES SAGL |  |  | No |  | 709
| DTC-0710 | Implantology | Endosseous Dental Implant | Multifunctional Abutment With Cap (S1B1A50ITC) | I-Res SAGL | Dental Implant System | Switzerland | A dental implant is a titanium post placed in the jawbone to replace a missing tooth root and support restorations like crowns or bridges. | A dental implant is a biocompatible titanium fixture inserted into the jawbone, where it bonds with bone through osseointegration. It acts as a stable foundation for prosthetic teeth, restoring function, aesthetics, and preventing bone loss. | Replacement of missing teeth, support prosthetic restorations | Biocompatible, osseointegrating, strong, surface-treated, stable connection, long-term tooth replacement. |  | - |  | Sterile |  |  |  | Request Quote | To be confirmed | On Request |  |  |  |  | I-RES SAGL |  |  | No |  | 710
| DTC-0711 | Implantology | Endosseous Dental Implant | Transfer/Abutment/Mounter Internal Hex Narrow (S1B1M50) | I-Res SAGL | Dental Implant System | Switzerland | A dental implant is a titanium post placed in the jawbone to replace a missing tooth root and support restorations like crowns or bridges. | A dental implant is a biocompatible titanium fixture inserted into the jawbone, where it bonds with bone through osseointegration. It acts as a stable foundation for prosthetic teeth, restoring function, aesthetics, and preventing bone loss. | Replacement of missing teeth, support prosthetic restorations | Biocompatible, osseointegrating, strong, surface-treated, stable connection, long-term tooth replacement. |  | Ø 5Mm |  | Sterile |  |  |  | Request Quote | To be confirmed | On Request |  |  |  |  | I-RES SAGL |  |  | No |  | 711
| DTC-0712 | Implantology | Endosseous Dental Implant | Transfer/Abutment/Mounter Internal Hex Narrow With Long Screw (S1B1M50L) | I-Res SAGL | Dental Implant System | Switzerland | A dental implant is a titanium post placed in the jawbone to replace a missing tooth root and support restorations like crowns or bridges. | A dental implant is a biocompatible titanium fixture inserted into the jawbone, where it bonds with bone through osseointegration. It acts as a stable foundation for prosthetic teeth, restoring function, aesthetics, and preventing bone loss. | Replacement of missing teeth, support prosthetic restorations | Biocompatible, osseointegrating, strong, surface-treated, stable connection, long-term tooth replacement. |  | Ø 5Mm |  | Sterile |  |  |  | Request Quote | To be confirmed | On Request |  |  |  |  | I-RES SAGL |  |  | No |  | 712
| DTC-0713 | Implantology | Endosseous Dental Implant | Temporary Abutment Internal Hex In Peek Med (S1B140PP) | I-Res SAGL | Dental Implant System | Switzerland | A dental implant is a titanium post placed in the jawbone to replace a missing tooth root and support restorations like crowns or bridges. | A dental implant is a biocompatible titanium fixture inserted into the jawbone, where it bonds with bone through osseointegration. It acts as a stable foundation for prosthetic teeth, restoring function, aesthetics, and preventing bone loss. | Replacement of missing teeth, support prosthetic restorations | Biocompatible, osseointegrating, strong, surface-treated, stable connection, long-term tooth replacement. |  | Ø 4. 0Mm |  | Sterile |  |  |  | Request Quote | To be confirmed | On Request |  |  |  |  | I-RES SAGL |  |  | No |  | 713
| DTC-0714 | Implantology | Endosseous Dental Implant | Temporary Abutment Anti Rotation Internal Hex (S1B140P) | I-Res SAGL | Dental Implant System | Switzerland | A dental implant is a titanium post placed in the jawbone to replace a missing tooth root and support restorations like crowns or bridges. | A dental implant is a biocompatible titanium fixture inserted into the jawbone, where it bonds with bone through osseointegration. It acts as a stable foundation for prosthetic teeth, restoring function, aesthetics, and preventing bone loss. | Replacement of missing teeth, support prosthetic restorations | Biocompatible, osseointegrating, strong, surface-treated, stable connection, long-term tooth replacement. |  | Ø 4. 0Mm |  | Sterile |  |  |  | Request Quote | To be confirmed | On Request |  |  |  |  | I-RES SAGL |  |  | No |  | 714
| DTC-0715 | Implantology | Endosseous Dental Implant | Rotating Temporary Abutment Internal Hex (S1B140PR) | I-Res SAGL | Dental Implant System | Switzerland | A dental implant is a titanium post placed in the jawbone to replace a missing tooth root and support restorations like crowns or bridges. | A dental implant is a biocompatible titanium fixture inserted into the jawbone, where it bonds with bone through osseointegration. It acts as a stable foundation for prosthetic teeth, restoring function, aesthetics, and preventing bone loss. | Replacement of missing teeth, support prosthetic restorations | Biocompatible, osseointegrating, strong, surface-treated, stable connection, long-term tooth replacement. |  | Ø 4. 0Mm |  | Sterile |  |  |  | Request Quote | To be confirmed | On Request |  |  |  |  | I-RES SAGL |  |  | No |  | 715
| DTC-0716 | Implantology | Endosseous Dental Implant | Abutment For Welded Technique Internal Hex (S1B1TS) | I-Res SAGL | Dental Implant System | Switzerland | A dental implant is a titanium post placed in the jawbone to replace a missing tooth root and support restorations like crowns or bridges. | A dental implant is a biocompatible titanium fixture inserted into the jawbone, where it bonds with bone through osseointegration. It acts as a stable foundation for prosthetic teeth, restoring function, aesthetics, and preventing bone loss. | Replacement of missing teeth, support prosthetic restorations | Biocompatible, osseointegrating, strong, surface-treated, stable connection, long-term tooth replacement. |  | Ø 4. 0Mm |  | Sterile |  |  |  | Request Quote | To be confirmed | On Request |  |  |  |  | I-RES SAGL |  |  | No |  | 716
| DTC-0717 | Implantology | Endosseous Dental Implant | Abutment With FF Internal Hex (S1B135F) | I-Res SAGL | Dental Implant System | Switzerland | A dental implant is a titanium post placed in the jawbone to replace a missing tooth root and support restorations like crowns or bridges. | A dental implant is a biocompatible titanium fixture inserted into the jawbone, where it bonds with bone through osseointegration. It acts as a stable foundation for prosthetic teeth, restoring function, aesthetics, and preventing bone loss. | Replacement of missing teeth, support prosthetic restorations | Biocompatible, osseointegrating, strong, surface-treated, stable connection, long-term tooth replacement. |  | Ø 3. 5Mm |  | Sterile |  |  |  | Request Quote | To be confirmed | On Request |  |  |  |  | I-RES SAGL |  |  | No |  | 717
| DTC-0718 | Implantology | Endosseous Dental Implant | Abutment With FF Internal Hex (S1B150F) | I-Res SAGL | Dental Implant System | Switzerland | A dental implant is a titanium post placed in the jawbone to replace a missing tooth root and support restorations like crowns or bridges. | A dental implant is a biocompatible titanium fixture inserted into the jawbone, where it bonds with bone through osseointegration. It acts as a stable foundation for prosthetic teeth, restoring function, aesthetics, and preventing bone loss. | Replacement of missing teeth, support prosthetic restorations | Biocompatible, osseointegrating, strong, surface-treated, stable connection, long-term tooth replacement. |  | Ø 5. 0Mm |  | Sterile |  |  |  | Request Quote | To be confirmed | On Request |  |  |  |  | I-RES SAGL |  |  | No |  | 718
| DTC-0719 | Implantology | Endosseous Dental Implant | Abutment With FF Without Emergency Profile Internal Hex (S1B145FS) | I-Res SAGL | Dental Implant System | Switzerland | A dental implant is a titanium post placed in the jawbone to replace a missing tooth root and support restorations like crowns or bridges. | A dental implant is a biocompatible titanium fixture inserted into the jawbone, where it bonds with bone through osseointegration. It acts as a stable foundation for prosthetic teeth, restoring function, aesthetics, and preventing bone loss. | Replacement of missing teeth, support prosthetic restorations | Biocompatible, osseointegrating, strong, surface-treated, stable connection, long-term tooth replacement. |  | Ø 4. 5Mm |  | Sterile |  |  |  | Request Quote | To be confirmed | On Request |  |  |  |  | I-RES SAGL |  |  | No |  | 719
| DTC-0720 | Implantology | Endosseous Dental Implant | Abutment With FF Without Emergency Profile Internal Hex (S1B155FS) | I-Res SAGL | Dental Implant System | Switzerland | A dental implant is a titanium post placed in the jawbone to replace a missing tooth root and support restorations like crowns or bridges. | A dental implant is a biocompatible titanium fixture inserted into the jawbone, where it bonds with bone through osseointegration. It acts as a stable foundation for prosthetic teeth, restoring function, aesthetics, and preventing bone loss. | Replacement of missing teeth, support prosthetic restorations | Biocompatible, osseointegrating, strong, surface-treated, stable connection, long-term tooth replacement. |  | Ø 5. 5Mm |  | Sterile |  |  |  | Request Quote | To be confirmed | On Request |  |  |  |  | I-RES SAGL |  |  | No |  | 720
| DTC-0721 | Implantology | Endosseous Dental Implant | Anatomic Abutment With FF Internal Hex (S1B1145F) | I-Res SAGL | Dental Implant System | Switzerland | A dental implant is a titanium post placed in the jawbone to replace a missing tooth root and support restorations like crowns or bridges. | A dental implant is a biocompatible titanium fixture inserted into the jawbone, where it bonds with bone through osseointegration. It acts as a stable foundation for prosthetic teeth, restoring function, aesthetics, and preventing bone loss. | Replacement of missing teeth, support prosthetic restorations | Biocompatible, osseointegrating, strong, surface-treated, stable connection, long-term tooth replacement. |  | Ø 4. 5Mm h 1mm |  | Sterile |  |  |  | Request Quote | To be confirmed | On Request |  |  |  |  | I-RES SAGL |  |  | No |  | 721
| DTC-0722 | Implantology | Endosseous Dental Implant | Anatomic Abutment With FF Internal Hex (S1B1345F) | I-Res SAGL | Dental Implant System | Switzerland | A dental implant is a titanium post placed in the jawbone to replace a missing tooth root and support restorations like crowns or bridges. | A dental implant is a biocompatible titanium fixture inserted into the jawbone, where it bonds with bone through osseointegration. It acts as a stable foundation for prosthetic teeth, restoring function, aesthetics, and preventing bone loss. | Replacement of missing teeth, support prosthetic restorations | Biocompatible, osseointegrating, strong, surface-treated, stable connection, long-term tooth replacement. |  | Ø 4. 5Mm h 3mm |  | Sterile |  |  |  | Request Quote | To be confirmed | On Request |  |  |  |  | I-RES SAGL |  |  | No |  | 722
| DTC-0723 | Implantology | Endosseous Dental Implant | Temporary Abutment Mua (S1BPTTA) | I-Res SAGL | Dental Implant System | Switzerland | A dental implant is a titanium post placed in the jawbone to replace a missing tooth root and support restorations like crowns or bridges. | A dental implant is a biocompatible titanium fixture inserted into the jawbone, where it bonds with bone through osseointegration. It acts as a stable foundation for prosthetic teeth, restoring function, aesthetics, and preventing bone loss. | Replacement of missing teeth, support prosthetic restorations | Biocompatible, osseointegrating, strong, surface-treated, stable connection, long-term tooth replacement. |  | - |  | Sterile |  |  |  | Request Quote | To be confirmed | On Request |  |  |  |  | I-RES SAGL |  |  | No |  | 723
| DTC-0724 | Implantology | Endosseous Dental Implant | Transfer/Abutment/Mounter Internal Hex Narrow With Long Screw (S1BN1M35L) | I-Res SAGL | Dental Implant System | Switzerland | A dental implant is a titanium post placed in the jawbone to replace a missing tooth root and support restorations like crowns or bridges. | A dental implant is a biocompatible titanium fixture inserted into the jawbone, where it bonds with bone through osseointegration. It acts as a stable foundation for prosthetic teeth, restoring function, aesthetics, and preventing bone loss. | Replacement of missing teeth, support prosthetic restorations | Biocompatible, osseointegrating, strong, surface-treated, stable connection, long-term tooth replacement. |  | Ø 3. 5Mm |  | Sterile |  |  |  | Request Quote | To be confirmed | On Request |  |  |  |  | I-RES SAGL |  |  | No |  | 724
| DTC-0725 | Implantology | Endosseous Dental Implant | Abutment Mua (S1BTTA) | I-Res SAGL | Dental Implant System | Switzerland | A dental implant is a titanium post placed in the jawbone to replace a missing tooth root and support restorations like crowns or bridges. | A dental implant is a biocompatible titanium fixture inserted into the jawbone, where it bonds with bone through osseointegration. It acts as a stable foundation for prosthetic teeth, restoring function, aesthetics, and preventing bone loss. | Replacement of missing teeth, support prosthetic restorations | Biocompatible, osseointegrating, strong, surface-treated, stable connection, long-term tooth replacement. |  | - |  | Sterile |  |  |  | Request Quote | To be confirmed | On Request |  |  |  |  | I-RES SAGL |  |  | No |  | 725
| DTC-0726 | Implantology | Endosseous Dental Implant | Conometric Abutment Es. Int. Narrow (S1BN3045SC) | I-Res SAGL | Dental Implant System | Switzerland | A dental implant is a titanium post placed in the jawbone to replace a missing tooth root and support restorations like crowns or bridges. | A dental implant is a biocompatible titanium fixture inserted into the jawbone, where it bonds with bone through osseointegration. It acts as a stable foundation for prosthetic teeth, restoring function, aesthetics, and preventing bone loss. | Replacement of missing teeth, support prosthetic restorations | Biocompatible, osseointegrating, strong, surface-treated, stable connection, long-term tooth replacement. |  | 30° h 4. 5mm |  | Sterile |  |  |  | Request Quote | To be confirmed | On Request |  |  |  |  | I-RES SAGL |  |  | No |  | 726
| DTC-0727 | Implantology | Endosseous Dental Implant | Link Narrow (S1BNL5) | I-Res SAGL | Dental Implant System | Switzerland | A dental implant is a titanium post placed in the jawbone to replace a missing tooth root and support restorations like crowns or bridges. | A dental implant is a biocompatible titanium fixture inserted into the jawbone, where it bonds with bone through osseointegration. It acts as a stable foundation for prosthetic teeth, restoring function, aesthetics, and preventing bone loss. | Replacement of missing teeth, support prosthetic restorations | Biocompatible, osseointegrating, strong, surface-treated, stable connection, long-term tooth replacement. |  | H 5 mm |  | Sterile |  |  |  | Request Quote | To be confirmed | On Request |  |  |  |  | I-RES SAGL |  |  | No |  | 727
| DTC-0728 | Implantology | Endosseous Dental Implant | Link Narrow (S1BNL6) | I-Res SAGL | Dental Implant System | Switzerland | A dental implant is a titanium post placed in the jawbone to replace a missing tooth root and support restorations like crowns or bridges. | A dental implant is a biocompatible titanium fixture inserted into the jawbone, where it bonds with bone through osseointegration. It acts as a stable foundation for prosthetic teeth, restoring function, aesthetics, and preventing bone loss. | Replacement of missing teeth, support prosthetic restorations | Biocompatible, osseointegrating, strong, surface-treated, stable connection, long-term tooth replacement. |  | H 6 mm |  | Sterile |  |  |  | Request Quote | To be confirmed | On Request |  |  |  |  | I-RES SAGL |  |  | No |  | 728
| DTC-0729 | Implantology | Endosseous Dental Implant | Link Narrow (S1BNL7) | I-Res SAGL | Dental Implant System | Switzerland | A dental implant is a titanium post placed in the jawbone to replace a missing tooth root and support restorations like crowns or bridges. | A dental implant is a biocompatible titanium fixture inserted into the jawbone, where it bonds with bone through osseointegration. It acts as a stable foundation for prosthetic teeth, restoring function, aesthetics, and preventing bone loss. | Replacement of missing teeth, support prosthetic restorations | Biocompatible, osseointegrating, strong, surface-treated, stable connection, long-term tooth replacement. |  | H 7 mm |  | Sterile |  |  |  | Request Quote | To be confirmed | On Request |  |  |  |  | I-RES SAGL |  |  | No |  | 729
| DTC-0730 | Implantology | Endosseous Dental Implant | Conometric Abutment Es. Int. Narrow Straight (S1BN0015SC) | I-Res SAGL | Dental Implant System | Switzerland | A dental implant is a titanium post placed in the jawbone to replace a missing tooth root and support restorations like crowns or bridges. | A dental implant is a biocompatible titanium fixture inserted into the jawbone, where it bonds with bone through osseointegration. It acts as a stable foundation for prosthetic teeth, restoring function, aesthetics, and preventing bone loss. | Replacement of missing teeth, support prosthetic restorations | Biocompatible, osseointegrating, strong, surface-treated, stable connection, long-term tooth replacement. |  | H 1. 5mm |  | Sterile |  |  |  | Request Quote | To be confirmed | On Request |  |  |  |  | I-RES SAGL |  |  | No |  | 730
| DTC-0731 | Implantology | Endosseous Dental Implant | Conometric Abutment Es. Int. Narrow Straight (S1BN0030SC) | I-Res SAGL | Dental Implant System | Switzerland | A dental implant is a titanium post placed in the jawbone to replace a missing tooth root and support restorations like crowns or bridges. | A dental implant is a biocompatible titanium fixture inserted into the jawbone, where it bonds with bone through osseointegration. It acts as a stable foundation for prosthetic teeth, restoring function, aesthetics, and preventing bone loss. | Replacement of missing teeth, support prosthetic restorations | Biocompatible, osseointegrating, strong, surface-treated, stable connection, long-term tooth replacement. |  | H 3 mm |  | Sterile |  |  |  | Request Quote | To be confirmed | On Request |  |  |  |  | I-RES SAGL |  |  | No |  | 731
| DTC-0732 | Implantology | Endosseous Dental Implant | Conometric Abutment Es. Int. Narrow Straight (S1BN0045SC) | I-Res SAGL | Dental Implant System | Switzerland | A dental implant is a titanium post placed in the jawbone to replace a missing tooth root and support restorations like crowns or bridges. | A dental implant is a biocompatible titanium fixture inserted into the jawbone, where it bonds with bone through osseointegration. It acts as a stable foundation for prosthetic teeth, restoring function, aesthetics, and preventing bone loss. | Replacement of missing teeth, support prosthetic restorations | Biocompatible, osseointegrating, strong, surface-treated, stable connection, long-term tooth replacement. |  | H 4. 5 mm |  | Sterile |  |  |  | Request Quote | To be confirmed | On Request |  |  |  |  | I-RES SAGL |  |  | No |  | 732
| DTC-0733 | Implantology | Endosseous Dental Implant | Conometric Abutment Es. Int. Narrow Straight (S1BN0060SC) | I-Res SAGL | Dental Implant System | Switzerland | A dental implant is a titanium post placed in the jawbone to replace a missing tooth root and support restorations like crowns or bridges. | A dental implant is a biocompatible titanium fixture inserted into the jawbone, where it bonds with bone through osseointegration. It acts as a stable foundation for prosthetic teeth, restoring function, aesthetics, and preventing bone loss. | Replacement of missing teeth, support prosthetic restorations | Biocompatible, osseointegrating, strong, surface-treated, stable connection, long-term tooth replacement. |  | H 6mm |  | Sterile |  |  |  | Request Quote | To be confirmed | On Request |  |  |  |  | I-RES SAGL |  |  | No |  | 733
| DTC-0734 | Implantology | Endosseous Dental Implant | Conometric Abutment Es. Int. Narrow (S1BN0715SC) | I-Res SAGL | Dental Implant System | Switzerland | A dental implant is a titanium post placed in the jawbone to replace a missing tooth root and support restorations like crowns or bridges. | A dental implant is a biocompatible titanium fixture inserted into the jawbone, where it bonds with bone through osseointegration. It acts as a stable foundation for prosthetic teeth, restoring function, aesthetics, and preventing bone loss. | Replacement of missing teeth, support prosthetic restorations | Biocompatible, osseointegrating, strong, surface-treated, stable connection, long-term tooth replacement. |  | 7. 5° h1. 5mm |  | Sterile |  |  |  | Request Quote | To be confirmed | On Request |  |  |  |  | I-RES SAGL |  |  | No |  | 734
| DTC-0735 | Implantology | Endosseous Dental Implant | Conometric Abutment Es. Int. Narrow (S1BN0730SC) | I-Res SAGL | Dental Implant System | Switzerland | A dental implant is a titanium post placed in the jawbone to replace a missing tooth root and support restorations like crowns or bridges. | A dental implant is a biocompatible titanium fixture inserted into the jawbone, where it bonds with bone through osseointegration. It acts as a stable foundation for prosthetic teeth, restoring function, aesthetics, and preventing bone loss. | Replacement of missing teeth, support prosthetic restorations | Biocompatible, osseointegrating, strong, surface-treated, stable connection, long-term tooth replacement. |  | 7. 5° h 3mm |  | Sterile |  |  |  | Request Quote | To be confirmed | On Request |  |  |  |  | I-RES SAGL |  |  | No |  | 735
| DTC-0736 | Implantology | Endosseous Dental Implant | Conometric Abutment Es. Int. Narrow (S1BN0745SC) | I-Res SAGL | Dental Implant System | Switzerland | A dental implant is a titanium post placed in the jawbone to replace a missing tooth root and support restorations like crowns or bridges. | A dental implant is a biocompatible titanium fixture inserted into the jawbone, where it bonds with bone through osseointegration. It acts as a stable foundation for prosthetic teeth, restoring function, aesthetics, and preventing bone loss. | Replacement of missing teeth, support prosthetic restorations | Biocompatible, osseointegrating, strong, surface-treated, stable connection, long-term tooth replacement. |  | 7. 5° h4. 5mm |  | Sterile |  |  |  | Request Quote | To be confirmed | On Request |  |  |  |  | I-RES SAGL |  |  | No |  | 736
| DTC-0737 | Implantology | Endosseous Dental Implant | Conometric Abutment Es. Int. Narrow (S1BN0760SC) | I-Res SAGL | Dental Implant System | Switzerland | A dental implant is a titanium post placed in the jawbone to replace a missing tooth root and support restorations like crowns or bridges. | A dental implant is a biocompatible titanium fixture inserted into the jawbone, where it bonds with bone through osseointegration. It acts as a stable foundation for prosthetic teeth, restoring function, aesthetics, and preventing bone loss. | Replacement of missing teeth, support prosthetic restorations | Biocompatible, osseointegrating, strong, surface-treated, stable connection, long-term tooth replacement. |  | 7. 5° h 6mm |  | Sterile |  |  |  | Request Quote | To be confirmed | On Request |  |  |  |  | I-RES SAGL |  |  | No |  | 737
| DTC-0738 | Implantology | Endosseous Dental Implant | Iretor Internal Hex Narrow (S1BN845) | I-Res SAGL | Dental Implant System | Switzerland | A dental implant is a titanium post placed in the jawbone to replace a missing tooth root and support restorations like crowns or bridges. | A dental implant is a biocompatible titanium fixture inserted into the jawbone, where it bonds with bone through osseointegration. It acts as a stable foundation for prosthetic teeth, restoring function, aesthetics, and preventing bone loss. | Replacement of missing teeth, support prosthetic restorations | Biocompatible, osseointegrating, strong, surface-treated, stable connection, long-term tooth replacement. |  | H 4. 5 mm |  | Sterile |  |  |  | Request Quote | To be confirmed | On Request |  |  |  |  | I-RES SAGL |  |  | No |  | 738
| DTC-0739 | Implantology | Endosseous Dental Implant | Iretor Internal Hex Narrow (S1BN865) | I-Res SAGL | Dental Implant System | Switzerland | A dental implant is a titanium post placed in the jawbone to replace a missing tooth root and support restorations like crowns or bridges. | A dental implant is a biocompatible titanium fixture inserted into the jawbone, where it bonds with bone through osseointegration. It acts as a stable foundation for prosthetic teeth, restoring function, aesthetics, and preventing bone loss. | Replacement of missing teeth, support prosthetic restorations | Biocompatible, osseointegrating, strong, surface-treated, stable connection, long-term tooth replacement. |  | H 6. 5 mm |  | Sterile |  |  |  | Request Quote | To be confirmed | On Request |  |  |  |  | I-RES SAGL |  |  | No |  | 739
| DTC-0740 | Implantology | Endosseous Dental Implant | Conometric Abutment Es. Int. Narrow (S1BN1515SC) | I-Res SAGL | Dental Implant System | Switzerland | A dental implant is a titanium post placed in the jawbone to replace a missing tooth root and support restorations like crowns or bridges. | A dental implant is a biocompatible titanium fixture inserted into the jawbone, where it bonds with bone through osseointegration. It acts as a stable foundation for prosthetic teeth, restoring function, aesthetics, and preventing bone loss. | Replacement of missing teeth, support prosthetic restorations | Biocompatible, osseointegrating, strong, surface-treated, stable connection, long-term tooth replacement. |  | 15° h1. 5mm |  | Sterile |  |  |  | Request Quote | To be confirmed | On Request |  |  |  |  | I-RES SAGL |  |  | No |  | 740
| DTC-0741 | Implantology | Endosseous Dental Implant | Conometric Abutment Es. Int. Narrow (S1BN1530SC) | I-Res SAGL | Dental Implant System | Switzerland | A dental implant is a titanium post placed in the jawbone to replace a missing tooth root and support restorations like crowns or bridges. | A dental implant is a biocompatible titanium fixture inserted into the jawbone, where it bonds with bone through osseointegration. It acts as a stable foundation for prosthetic teeth, restoring function, aesthetics, and preventing bone loss. | Replacement of missing teeth, support prosthetic restorations | Biocompatible, osseointegrating, strong, surface-treated, stable connection, long-term tooth replacement. |  | 15° h3mm |  | Sterile |  |  |  | Request Quote | To be confirmed | On Request |  |  |  |  | I-RES SAGL |  |  | No |  | 741
| DTC-0742 | Implantology | Endosseous Dental Implant | Conometric Abutment Es. Int. Narrow (S1BN1545SC) | I-Res SAGL | Dental Implant System | Switzerland | A dental implant is a titanium post placed in the jawbone to replace a missing tooth root and support restorations like crowns or bridges. | A dental implant is a biocompatible titanium fixture inserted into the jawbone, where it bonds with bone through osseointegration. It acts as a stable foundation for prosthetic teeth, restoring function, aesthetics, and preventing bone loss. | Replacement of missing teeth, support prosthetic restorations | Biocompatible, osseointegrating, strong, surface-treated, stable connection, long-term tooth replacement. |  | 15° h4. 5mm |  | Sterile |  |  |  | Request Quote | To be confirmed | On Request |  |  |  |  | I-RES SAGL |  |  | No |  | 742
| DTC-0743 | Implantology | Endosseous Dental Implant | Conometric Abutment Es. Int. Narrow (S1BN1560SC) | I-Res SAGL | Dental Implant System | Switzerland | A dental implant is a titanium post placed in the jawbone to replace a missing tooth root and support restorations like crowns or bridges. | A dental implant is a biocompatible titanium fixture inserted into the jawbone, where it bonds with bone through osseointegration. It acts as a stable foundation for prosthetic teeth, restoring function, aesthetics, and preventing bone loss. | Replacement of missing teeth, support prosthetic restorations | Biocompatible, osseointegrating, strong, surface-treated, stable connection, long-term tooth replacement. |  | 15° h 6mm |  | Sterile |  |  |  | Request Quote | To be confirmed | On Request |  |  |  |  | I-RES SAGL |  |  | No |  | 743
| DTC-0744 | Implantology | Endosseous Dental Implant | Conometric Abutment Es. Int. Narrow (S1BN2215SC) | I-Res SAGL | Dental Implant System | Switzerland | A dental implant is a titanium post placed in the jawbone to replace a missing tooth root and support restorations like crowns or bridges. | A dental implant is a biocompatible titanium fixture inserted into the jawbone, where it bonds with bone through osseointegration. It acts as a stable foundation for prosthetic teeth, restoring function, aesthetics, and preventing bone loss. | Replacement of missing teeth, support prosthetic restorations | Biocompatible, osseointegrating, strong, surface-treated, stable connection, long-term tooth replacement. |  | 22. 5° h1. 5mm |  | Sterile |  |  |  | Request Quote | To be confirmed | On Request |  |  |  |  | I-RES SAGL |  |  | No |  | 744
| DTC-0745 | Implantology | Endosseous Dental Implant | Conometric Abutment Es. Int. Narrow (S1BN2230SC) | I-Res SAGL | Dental Implant System | Switzerland | A dental implant is a titanium post placed in the jawbone to replace a missing tooth root and support restorations like crowns or bridges. | A dental implant is a biocompatible titanium fixture inserted into the jawbone, where it bonds with bone through osseointegration. It acts as a stable foundation for prosthetic teeth, restoring function, aesthetics, and preventing bone loss. | Replacement of missing teeth, support prosthetic restorations | Biocompatible, osseointegrating, strong, surface-treated, stable connection, long-term tooth replacement. |  | 22. 5° h 3mm |  | Sterile |  |  |  | Request Quote | To be confirmed | On Request |  |  |  |  | I-RES SAGL |  |  | No |  | 745
| DTC-0746 | Implantology | Endosseous Dental Implant | Conometric Abutment Es. Int. Narrow (S1BN2245SC) | I-Res SAGL | Dental Implant System | Switzerland | A dental implant is a titanium post placed in the jawbone to replace a missing tooth root and support restorations like crowns or bridges. | A dental implant is a biocompatible titanium fixture inserted into the jawbone, where it bonds with bone through osseointegration. It acts as a stable foundation for prosthetic teeth, restoring function, aesthetics, and preventing bone loss. | Replacement of missing teeth, support prosthetic restorations | Biocompatible, osseointegrating, strong, surface-treated, stable connection, long-term tooth replacement. |  | 22. 5° h4. 5mm |  | Sterile |  |  |  | Request Quote | To be confirmed | On Request |  |  |  |  | I-RES SAGL |  |  | No |  | 746
| DTC-0747 | Implantology | Endosseous Dental Implant | Conometric Abutment Es. Int. Narrow (S1BN2260SC) | I-Res SAGL | Dental Implant System | Switzerland | A dental implant is a titanium post placed in the jawbone to replace a missing tooth root and support restorations like crowns or bridges. | A dental implant is a biocompatible titanium fixture inserted into the jawbone, where it bonds with bone through osseointegration. It acts as a stable foundation for prosthetic teeth, restoring function, aesthetics, and preventing bone loss. | Replacement of missing teeth, support prosthetic restorations | Biocompatible, osseointegrating, strong, surface-treated, stable connection, long-term tooth replacement. |  | 22. 5° h 6mm |  | Sterile |  |  |  | Request Quote | To be confirmed | On Request |  |  |  |  | I-RES SAGL |  |  | No |  | 747
| DTC-0748 | Implantology | Endosseous Dental Implant | Conometric Abutment Es. Int. Narrow (S1BN3015SC) | I-Res SAGL | Dental Implant System | Switzerland | A dental implant is a titanium post placed in the jawbone to replace a missing tooth root and support restorations like crowns or bridges. | A dental implant is a biocompatible titanium fixture inserted into the jawbone, where it bonds with bone through osseointegration. It acts as a stable foundation for prosthetic teeth, restoring function, aesthetics, and preventing bone loss. | Replacement of missing teeth, support prosthetic restorations | Biocompatible, osseointegrating, strong, surface-treated, stable connection, long-term tooth replacement. |  | 30° h1. 5mm |  | Sterile |  |  |  | Request Quote | To be confirmed | On Request |  |  |  |  | I-RES SAGL |  |  | No |  | 748
| DTC-0749 | Implantology | Endosseous Dental Implant | Conometric Abutment Es. Int. Narrow (S1BN3030SC) | I-Res SAGL | Dental Implant System | Switzerland | A dental implant is a titanium post placed in the jawbone to replace a missing tooth root and support restorations like crowns or bridges. | A dental implant is a biocompatible titanium fixture inserted into the jawbone, where it bonds with bone through osseointegration. It acts as a stable foundation for prosthetic teeth, restoring function, aesthetics, and preventing bone loss. | Replacement of missing teeth, support prosthetic restorations | Biocompatible, osseointegrating, strong, surface-treated, stable connection, long-term tooth replacement. |  | 30° h 3mm | [5 empty] | Request Quote | To be confirmed | On Request |  |  |  |  | I-RES SAGL |  |  | No |  | 749
| DTC-0750 | Implantology | Endosseous Dental Implant | Conometric Abutment Es. Int. Narrow (S1BN3060SC) | I-Res SAGL | Dental Implant System | Switzerland | A dental implant is a titanium post placed in the jawbone to replace a missing tooth root and support restorations like crowns or bridges. | A dental implant is a biocompatible titanium fixture inserted into the jawbone, where it bonds with bone through osseointegration. It acts as a stable foundation for prosthetic teeth, restoring function, aesthetics, and preventing bone loss. | Replacement of missing teeth, support prosthetic restorations | Biocompatible, osseointegrating, strong, surface-treated, stable connection, long-term tooth replacement. |  | 30° h 6mm | [5 empty] | Request Quote | To be confirmed | On Request |  |  |  |  | I-RES SAGL |  |  | No |  | 750
| DTC-0751 | Implantology | Endosseous Dental Implant | Transfer/Abutment/Mounter Internal Hex Narrow (S1BN1M35) | I-Res SAGL | Dental Implant System | Switzerland | A dental implant is a titanium post placed in the jawbone to replace a missing tooth root and support restorations like crowns or bridges. | A dental implant is a biocompatible titanium fixture inserted into the jawbone, where it bonds with bone through osseointegration. It acts as a stable foundation for prosthetic teeth, restoring function, aesthetics, and preventing bone loss. | Replacement of missing teeth, support prosthetic restorations | Biocompatible, osseointegrating, strong, surface-treated, stable connection, long-term tooth replacement. |  | Ø 3. 2Mm | [5 empty] | Request Quote | To be confirmed | On Request |  |  |  |  | I-RES SAGL |  |  | No |  | 751
| DTC-0752 | Orthodontics | Surgery | Stainless Steel Wire | Sincere People Instrument | Dental Wire | Pakistan | These wires apply preise and controlled forces to gradually move teeth into proper alignment |  | Used in orthopedic and maxillofacial surgeries |  | Fixation, wiring, and tension banding | 0. 7-0. 9meter dm, 1-1. 2 dm roll |  |  | 60 Month |  |  | Request Quote | 1 pcs/packs(50 gm) | On Request |  |  |  |  | sincere people instrument | ISO/CE |  | No |  | 752
| DTC-0753 | Endodontics | Surgery | Drill Bit(ss) | Sincere People Instrument | Drill Bit (S. S) | Pakistan | Shaping teeth for crowns, accessingroot canals during endodontic traetment&polishing dental restorations |  | Utilized in implant surgeries for creating holes or channels in bone tissue |  | To accommodate the implants | 1. 5mm, 2mm, 2. 5mm |  |  | 60 Month |  |  | Request Quote | 1 pcs/packs | On Request |  |  |  |  | sincere people instrument | ISO/CE |  | No |  | 753
| DTC-0754 | Orthodontics | Surgery | Stainless Steel Non Compression Miniplate, | Sincere People Instrument | Plate And Screw Cutter | Pakistan | They serve as internal splints or supports for fractured jawbones |  | Used in oral &maxilofacial surgery |  | For internal fixation of bone fixation and reconstruction | 1. 5m. 2mm. 2. 5mm |  |  | 60 Month |  |  | Request Quote | 6, 8, 25 hole straight left&right2. 5mm 4, 6 straight with bar, 6, 4hole l shaped 4 hole t shaped straight 5 hole | On Request |  |  |  |  | sincere people instrument | ISO/CE |  | No |  | 754
| DTC-0755 | Orthodontics | Surgery | Dental Screwes | Sincere People Instrument | Screwes | Pakistan | Their precise threading and material properties ensure secyre fixation and inegration with bone |  | Used in fracture fixation, reconstruction&maxilofacial surgery |  | Versatility, biocompatablity | 1. 5m. 2mm. 2. 5mm, 1. 5-2. 5 single slot mm |  |  | 60 Month |  |  | Request Quote | Single slot | On Request |  |  |  |  | sincere people instrument | ISO/CE |  | No |  | 755
| DTC-0756 | Endodontics | Extraction | root elevator | Truedent Mfg Export.co | Root Elevator Set of 7 | Pakistan | are tools uused to loosen&remove teeth from bony socket |  | provides various tip sizes and angles for different tooth postions |  | reduce the force needed for extraction&minimizing trauma | [8 empty] | on reqired |  |  |  |  | truedent mfg exportco
| DTC-0757 | Endodontics | Extraction | root elevator | Truedent Mfg Export.co | Root Elevator Bein | Pakistan | are tools uused to loosen&remove teeth from bony socket |  | used to luxate (loosen ) teeth &sever periodontalligaments before using forceps |  | reduce the force needed for extraction&minimizing trauma | [8 empty] | on reqired |  |  |  |  | truedent mfg exportco
| DTC-0758 | Endodontics | Extraction | root elevator | Truedent Mfg Export.co | Root Elevator Apical | Pakistan | are tools uused to loosen&remove teeth from bony socket |  | used to luxate (loosen ) teeth &sever periodontalligaments before using forceps |  | reduce the force needed for extraction&minimizing trauma | [8 empty] | on reqired |  |  |  |  | truedent mfg exportco
| DTC-0759 | Endodontics | Extraction | root elevator | Truedent Mfg Export.co | Root Elevator Cryer | Pakistan | are tools uused to loosen&remove teeth from bony socket |  | used to luxate (loosen ) teeth &sever periodontalligaments before using forceps |  | reduce the force needed for extraction&minimizing trauma | [8 empty] | on reqired |  |  |  |  | truedent mfg exportco
| DTC-0760 | Prosthodontics | Surgery | Mouth Mirror | Truedent Mfg Export.co | Mouth Mirror Plane | Pakistan | the standadrd check up ttols for identifying dental issues |  | to provide indirect vision and retract the cheek/tongue |  | enhances visibiity in dark or obscured areas of the mouth | [8 empty] | on reqired |  |  |  |  | truedent mfg exportco
| DTC-0761 | Prosthodontics | Surgery | Mirror Handle | Truedent Mfg Export.co | Mirror Handle | Pakistan | the standadrd check up ttols for identifying dental issues |  | to provide indirect vision and retract the cheek/tongue |  | enhances visibiity in dark or obscured areas of the mouth | [8 empty] | on reqired |  |  |  |  | truedent mfg exportco
| DTC-0762 | Orthodontics | Surgery | explorer | Truedent Mfg Export.co | Explorer Double Ended Octagonal | Pakistan | the standadrd check up ttols for identifying dental issues |  | to detect decay (cavities) plaque and measure periodental pocket depth |  | essential for early diagnosis of tooth decay and gum disease | [8 empty] | on reqired |  |  |  |  | truedent mfg exportco
| DTC-0763 | Orthodontics | Surgery | probe | Truedent Mfg Export.co | Probe Double Ended Standard | Pakistan | the standadrd check up ttols for identifying dental issues |  | to detect decay (cavities) plaque and measure periodental pocket depth |  | essential for early diagnosis of tooth decay and gum disease | [8 empty] | on reqired |  |  |  |  | truedent mfg exportco
| DTC-0764 | Orthodontics | Surgery | condensor | Truedent Mfg Export.co | Endodontic Condenser | Pakistan | used for preparing cavities and placing filling materials |  | to pack and compress filling material into the prepared cavity |  | ensure the filing in dense and has no air gaps,increasing restoration longevity | [8 empty] | on reqired |  |  |  |  | truedent mfg exportco
| DTC-0765 | Endodontics | Extraction | Excavator | Truedent Mfg Export.co | Excavator | Pakistan | used for preparing cavities and placing filling materials |  | to manually remove decayed dentin (caries) from a cavity |  | allow for precise removal of soft decay | [8 empty] | on reqired |  |  |  |  | truedent mfg exportco
| DTC-0766 | Orthodontics | Surgery | Explorer | Truedent Mfg Export.co | Explorer | Pakistan | used for preparing cavities and placing filling materials |  | to detect decay (cavities) plaque and measure periodental pocket depth |  | essential for early diagnosis of tooth decay and gum disease | [8 empty] | on reqired |  |  |  |  | truedent mfg exportco
| DTC-0767 | Orthodontics | Surgery | Probe | Truedent Mfg Export.co | Probe | Pakistan | used for preparing cavities and placing filling materials |  | to detect decay (cavities) plaque and measure periodental pocket depth |  | essential for early diagnosis of tooth decay and gum disease | [8 empty] | on reqired |  |  |  |  | truedent mfg exportco
| DTC-0768 | Orthodontics | Surgery | Composite placement | Truedent Mfg Export.co | Composite placement | Pakistan | used for preparing cavities and placing filling materials |  | to carry,place and contour composite resins or other pliable materials |  | higfhly polished tips,prevent material from sticking | [8 empty] | on reqired |  |  |  |  | truedent mfg exportco
| DTC-0769 | Orthodontics | Surgery | Plastic Filling Instrument | Truedent Mfg Export.co | Plastic Filling Instrument | Pakistan | used for preparing cavities and placing filling materials |  | to carry,place and contour composite resins or other pliable materials |  | higfhly polished tips,prevent material from sticking | [8 empty] | on reqired |  |  |  |  | truedent mfg exportco
| DTC-0770 | Prosthodontics | Denture Base Materials | Cement Spatula | Truedent Mfg Export.co | Cement Spatula | Pakistan | used for preparing cavities and placing filling materials |  | to mix dental cements,liners,or impression materials |  | achieving a homogeneous bubble free mix | [8 empty] | on reqired |  |  |  |  | truedent mfg exportco
| DTC-0771 | Endodontics | Surgery | tweezer | Truedent Mfg Export.co | College | Pakistan | are tools for tissue management and general handling |  | to pick up small items like cotton rolls,wedges or articulated paper |  | avoiding finger contact | [8 empty] | on reqired |  |  |  |  | truedent mfg exportco
| DTC-0772 | Orthodontics | Surgery | tweezer | Truedent Mfg Export.co | Flagg | Pakistan | are tools for tissue management and general handling |  | to pick up small items like cotton rolls,wedges or articulated paper |  | avoiding finger contact | [8 empty] | on reqired |  |  |  |  | truedent mfg exportco
| DTC-0773 | Prosthodontics | Surgery | retractor | Truedent Mfg Export.co | Lip & Chick Retractor | Pakistan | are tools for tissue management and general handling |  | to puul bak soft tissues during surgery or examinations |  | protect soft tissue from drill | [8 empty] | on reqired |  |  |  |  | truedent mfg exportco
| DTC-0774 | Orthodontics | Surgery | scissor | Truedent Mfg Export.co | Wire cutter (Wire Scissor) | Pakistan | are tools for tissue management and general handling |  | cutting surgical sutures or thin orthodontic wires |  | ensure clean sang free cuts | [8 empty] | on reqired |  |  |  |  | truedent mfg exportco
| DTC-0775 | Prosthodontics | Impression Materials | impression tray | Truedent Mfg Export.co | Impression Trays Perforated Set of 6 | Pakistan | are tools uses ihn holding molds |  | to hold the mold material used to create a physical replica of the teeth |  | preventing distoration when removing it from mouth | [8 empty] | on reqired |  |  |  |  | truedent mfg exportco
| DTC-0776 | implantology | endosseous dental implant | surgical kit drill medium (d20m) | ERGO KIT | Surgical kit | Swizerland | surgical kit are essential to a suuccesfull surgery from drills to depth | dental surgical kit containing drills, taps, countersinks, and accessories used for implant procedures, ensuring precise and efficient placement. | the purpose of surgical kit is to store the instruments used to insert dental implants |  | Complete implant surgical kit Improves accuracy and efficiency Durable and reusable Easy organization and handling | ᴓ2.0mm | Medical-grade stainless steel; hardened steel for drills/taps; optional tungsten carbide or titanium alloy. | Sterility Supplied non-sterile. Must be cleaned and sterilized (autoclave) before first use and after each use. | 96 month | Store in a cool, dry place (15–30°C), away from moisture and direct sunlight. Keep in original packaging and ensure instruments are clean and dry before storage. |  | Request Quote
| DTC-0777 | implantology | endosseous dental implant | surgical kit drill medium (d2428m) | ERGO KIT | Surgical kit | Swizerland | surgical kit are essential to a suuccesfull surgery from drills to depth | dental surgical kit containing drills, taps, countersinks, and accessories used for implant procedures, ensuring precise and efficient placement. | the purpose of surgical kit is to store the instruments used to insert dental implants |  | Complete implant surgical kit Improves accuracy and efficiency Durable and reusable Easy organization and handling | 3.7ᴓ 2.4/2.8mm | Medical-grade stainless steel; hardened steel for drills/taps; optional tungsten carbide or titanium alloy. | Sterility Supplied non-sterile. Must be cleaned and sterilized (autoclave) before first use and after each use. | 96 month | Store in a cool, dry place (15–30°C), away from moisture and direct sunlight. Keep in original packaging and ensure instruments are clean and dry before storage. |  | Request Quote
| DTC-0778 | implantology | endosseous dental implant | surgical kit drill medium (d2833m | ERGO KIT | Surgical kit | Swizerland | surgical kit are essential to a suuccesfull surgery from drills to depth | dental surgical kit containing drills, taps, countersinks, and accessories used for implant procedures, ensuring precise and efficient placement. | the purpose of surgical kit is to store the instruments used to insert dental implants |  | Complete implant surgical kit Improves accuracy and efficiency Durable and reusable Easy organization and handling | 4.1ᴓ2.8/3.3mm | Medical-grade stainless steel; hardened steel for drills/taps; optional tungsten carbide or titanium alloy. | Sterility Supplied non-sterile. Must be cleaned and sterilized (autoclave) before first use and after each use. | 98 month | Store in a cool, dry place (15–30°C), away from moisture and direct sunlight. Keep in original packaging and ensure instruments are clean and dry before storage. |  | Request Quote
| DTC-0779 | implantology | endosseous dental implant | surgical kit counter sink (CSD52) | ERGO KIT | Surgical kit | Swizerland | surgical kit are essential to a suuccesfull surgery from drills to depth | dental surgical kit containing drills, taps, countersinks, and accessories used for implant procedures, ensuring precise and efficient placement. | the purpose of surgical kit is to store the instruments used to insert dental implants |  | Complete implant surgical kit Improves accuracy and efficiency Durable and reusable Easy organization and handling | ᴓ52mm | Medical-grade stainless steel; hardened steel for drills/taps; optional tungsten carbide or titanium alloy. | Sterility Supplied non-sterile. Must be cleaned and sterilized (autoclave) before first use and after each use. | 96 month | Store in a cool, dry place (15–30°C), away from moisture and direct sunlight. Keep in original packaging and ensure instruments are clean and dry before storage. |  | Request Quote
| DTC-0780 | implantology | endosseous dental implant | surgical kit PROSTETHIC SCREWDRIVER SHORT (THDDS) | ERGO KIT | Surgical kit | Swizerland | surgical kit are essential to a suuccesfull surgery from drills to depth | dental surgical kit containing drills, taps, countersinks, and accessories used for implant procedures, ensuring precise and efficient placement. | the purpose of surgical kit is to store the instruments used to insert dental implants |  | Complete implant surgical kit Improves accuracy and efficiency Durable and reusable Easy organization and handling | _ | Medical-grade stainless steel; hardened steel for drills/taps; optional tungsten carbide or titanium alloy. | Sterility Supplied non-sterile. Must be cleaned and sterilized (autoclave) before first use and after each use. | 96month | Store in a cool, dry place (15–30°C), away from moisture and direct sunlight. Keep in original packaging and ensure instruments are clean and dry before storage. |  | Request Quote
| DTC-0781 | implantology | endosseous dental implant | surgical kit TAP(TAPIMAX52) | ERGO KIT | Surgical kit | Swizerland | surgical kit are essential to a suuccesfull surgery from drills to depth | dental surgical kit containing drills, taps, countersinks, and accessories used for implant procedures, ensuring precise and efficient placement. | the purpose of surgical kit is to store the instruments used to insert dental implants |  | Complete implant surgical kit Improves accuracy and efficiency Durable and reusable Easy organization and handling | ᴓ 4.7mm | Medical-grade stainless steel; hardened steel for drills/taps; optional tungsten carbide or titanium alloy. | Sterility Supplied non-sterile. Must be cleaned and sterilized (autoclave) before first use and after each use. |  | Store in a cool, dry place (15–30°C), away from moisture and direct sunlight. Keep in original packaging and ensure instruments are clean and dry before storage. |  | Request Quote
| DTC-0782 | implantology | endosseous dental implant | surgical kit TAP(TAPIMAX47 | ERGO KIT | Surgical kit | Swizerland | surgical kit are essential to a suuccesfull surgery from drills to depth | dental surgical kit containing drills, taps, countersinks, and accessories used for implant procedures, ensuring precise and efficient placement. | the purpose of surgical kit is to store the instruments used to insert dental implants |  | Complete implant surgical kit Improves accuracy and efficiency Durable and reusable Easy organization and handling | ᴓ 4.7 mm | Medical-grade stainless steel; hardened steel for drills/taps; optional tungsten carbide or titanium alloy. | Sterility Supplied non-sterile. Must be cleaned and sterilized (autoclave) before first use and after each use. |  | Store in a cool, dry place (15–30°C), away from moisture and direct sunlight. Keep in original packaging and ensure instruments are clean and dry before storage. |  | Request Quote
| DTC-0783 | implantology | endosseous dental implant | surgical kit TAP(TAPIMAX41 | ERGO KIT | Surgical kit | Swizerland | surgical kit are essential to a suuccesfull surgery from drills to depth | dental surgical kit containing drills, taps, countersinks, and accessories used for implant procedures, ensuring precise and efficient placement. | the purpose of surgical kit is to store the instruments used to insert dental implants |  | Complete implant surgical kit Improves accuracy and efficiency Durable and reusable Easy organization and handling | ᴓ 4.1 mm | Medical-grade stainless steel; hardened steel for drills/taps; optional tungsten carbide or titanium alloy. | Sterility Supplied non-sterile. Must be cleaned and sterilized (autoclave) before first use and after each use. | 96month | Store in a cool, dry place (15–30°C), away from moisture and direct sunlight. Keep in original packaging and ensure instruments are clean and dry before storage. |  | Request Quote
| DTC-0784 | implantology | endosseous dental implant | surgical kit TAP(TAPIMAX37 | ERGO KIT | Surgical kit | Swizerland | surgical kit are essential to a suuccesfull surgery from drills to depth | dental surgical kit containing drills, taps, countersinks, and accessories used for implant procedures, ensuring precise and efficient placement. | the purpose of surgical kit is to store the instruments used to insert dental implants |  | Complete implant surgical kit Improves accuracy and efficiency Durable and reusable Easy organization and handling | 3.7mm | Medical-grade stainless steel; hardened steel for drills/taps; optional tungsten carbide or titanium alloy. | Sterility Supplied non-sterile. Must be cleaned and sterilized (autoclave) before first use and after each use. | 96month | Store in a cool, dry place (15–30°C), away from moisture and direct sunlight. Keep in original packaging and ensure instruments are clean and dry before storage. |  | Request Quote
| DTC-0785 | implantology | endosseous dental implant | surgical kit TAP(TAPS1B41 | ERGO KIT | Surgical kit | Swizerland | surgical kit are essential to a suuccesfull surgery from drills to depth | dental surgical kit containing drills, taps, countersinks, and accessories used for implant procedures, ensuring precise and efficient placement. | the purpose of surgical kit is to store the instruments used to insert dental implants |  | Complete implant surgical kit Improves accuracy and efficiency Durable and reusable Easy organization and handling | ᴓ4.7mm | Medical-grade stainless steel; hardened steel for drills/taps; optional tungsten carbide or titanium alloy. | Sterility Supplied non-sterile. Must be cleaned and sterilized (autoclave) before first use and after each use. |  | Store in a cool, dry place (15–30°C), away from moisture and direct sunlight. Keep in original packaging and ensure instruments are clean and dry before storage. |  | Request Quote
| DTC-0786 | implantology | endosseous dental implant | surgical kit TAP(TAPS1B47 | ERGO KIT | Surgical kit | Swizerland | surgical kit are essential to a suuccesfull surgery from drills to depth | dental surgical kit containing drills, taps, countersinks, and accessories used for implant procedures, ensuring precise and efficient placement. | the purpose of surgical kit is to store the instruments used to insert dental implants |  | Complete implant surgical kit Improves accuracy and efficiency Durable and reusable Easy organization and handling | ᴓ4.1mm | Medical-grade stainless steel; hardened steel for drills/taps; optional tungsten carbide or titanium alloy. | Sterility Supplied non-sterile. Must be cleaned and sterilized (autoclave) before first use and after each use. | 96month | Store in a cool, dry place (15–30°C), away from moisture and direct sunlight. Keep in original packaging and ensure instruments are clean and dry before storage. |  | Request Quote
| DTC-0787 | implantology | endosseous dental implant | surgical kit TAP(TAPS1B37 | ERGO KIT | Surgical kit | Swizerland | surgical kit are essential to a suuccesfull surgery from drills to depth | dental surgical kit containing drills, taps, countersinks, and accessories used for implant procedures, ensuring precise and efficient placement. | the purpose of surgical kit is to store the instruments used to insert dental implants |  | Complete implant surgical kit Improves accuracy and efficiency Durable and reusable Easy organization and handling | 3.7 | Medical-grade stainless steel; hardened steel for drills/taps; optional tungsten carbide or titanium alloy. | Sterility Supplied non-sterile. Must be cleaned and sterilized (autoclave) before first use and after each use. | 96month | Store in a cool, dry place (15–30°C), away from moisture and direct sunlight. Keep in original packaging and ensure instruments are clean and dry before storage. |  | Request Quote
| DTC-0788 | implantology | endosseous dental implant | surgical kit counter sink (CSD41) | ERGO KIT | Surgical kit | Swizerland | surgical kit are essential to a suuccesfull surgery from drills to depth | dental surgical kit containing drills, taps, countersinks, and accessories used for implant procedures, ensuring precise and efficient placement. | the purpose of surgical kit is to store the instruments used to insert dental implants |  | Complete implant surgical kit Improves accuracy and efficiency Durable and reusable Easy organization and handling | ᴓ4.1mm | Medical-grade stainless steel; hardened steel for drills/taps; optional tungsten carbide or titanium alloy. | Sterility Supplied non-sterile. Must be cleaned and sterilized (autoclave) before first use and after each use. |  | Store in a cool, dry place (15–30°C), away from moisture and direct sunlight. Keep in original packaging and ensure instruments are clean and dry before storage. |  | Request Quote
| DTC-0789 | implantology | endosseous dental implant | surgical kit counter sink(CSD47) | ERGO KIT | Surgical kit | Swizerland | surgical kit are essential to a suuccesfull surgery from drills to depth | dental surgical kit containing drills, taps, countersinks, and accessories used for implant procedures, ensuring precise and efficient placement. | the purpose of surgical kit is to store the instruments used to insert dental implants |  | Complete implant surgical kit Improves accuracy and efficiency Durable and reusable Easy organization and handling | ᴓ4.7mm | Medical-grade stainless steel; hardened steel for drills/taps; optional tungsten carbide or titanium alloy. | Sterility Supplied non-sterile. Must be cleaned and sterilized (autoclave) before first use and after each use. | 96month | Store in a cool, dry place (15–30°C), away from moisture and direct sunlight. Keep in original packaging and ensure instruments are clean and dry before storage. |  | Request Quote
| DTC-0790 | implantology | endosseous dental implant | surgical kit prosthetic screw driver long (THDDS) | ERGO KIT | Surgical kit | Swizerland | surgical kit are essential to a suuccesfull surgery from drills to depth | dental surgical kit containing drills, taps, countersinks, and accessories used for implant procedures, ensuring precise and efficient placement. | the purpose of surgical kit is to store the instruments used to insert dental implants |  | Complete implant surgical kit Improves accuracy and efficiency Durable and reusable Easy organization and handling | _ | Medical-grade stainless steel; hardened steel for drills/taps; optional tungsten carbide or titanium alloy. | Sterility Supplied non-sterile. Must be cleaned and sterilized (autoclave) before first use and after each use. | 96month | Store in a cool, dry place (15–30°C), away from moisture and direct sunlight. Keep in original packaging and ensure instruments are clean and dry before storage. |  | Request Quote
| DTC-0791 | implantology | endosseous dental implant | Surgical counter sink (csd37) | ERGO KIT | Surgical kit | Swizerland | surgical kit are essential to a suuccesfull surgery from drills to depth | dental surgical kit containing drills, taps, countersinks, and accessories used for implant procedures, ensuring precise and efficient placement. | the purpose of surgical kit is to store the instruments used to insert dental implants |  | Complete implant surgical kit Improves accuracy and efficiency Durable and reusable Easy organization and handling | ᴓ3.7mm | Medical-grade stainless steel; hardened steel for drills/taps; optional tungsten carbide or titanium alloy. | Sterility Supplied non-sterile. Must be cleaned and sterilized (autoclave) before first use and after each use. |  | Store in a cool, dry place (15–30°C), away from moisture and direct sunlight. Keep in original packaging and ensure instruments are clean and dry before storage. |  | Request Quote
| DTC-0792 | implantology | endosseous dental implant | lance drill (LD) | ERGO KIT | Surgical kit | Swizerland | surgical kit are essential to a suuccesfull surgery from drills to depth | dental surgical kit containing drills, taps, countersinks, and accessories used for implant procedures, ensuring precise and efficient placement. | the purpose of surgical kit is to store the instruments used to insert dental implants |  | Complete implant surgical kit Improves accuracy and efficiency Durable and reusable Easy organization and handling | _ | Medical-grade stainless steel; hardened steel for drills/taps; optional tungsten carbide or titanium alloy. | Sterility Supplied non-sterile. Must be cleaned and sterilized (autoclave) before first use and after each use. | 96month | Store in a cool, dry place (15–30°C), away from moisture and direct sunlight. Keep in original packaging and ensure instruments are clean and dry before storage. |  | Request Quote
| DTC-0793 | implantology | endosseous dental implant | DRILL MEDIUM (D4448M) | ERGO KIT | Surgical kit | Swizerland | surgical kit are essential to a suuccesfull surgery from drills to depth | dental surgical kit containing drills, taps, countersinks, and accessories used for implant procedures, ensuring precise and efficient placement. | the purpose of surgical kit is to store the instruments used to insert dental implants |  | Complete implant surgical kit Improves accuracy and efficiency Durable and reusable Easy organization and handling | ᴓ4.4L ᴓ4.8H 36MM | Medical-grade stainless steel; hardened steel for drills/taps; optional tungsten carbide or titanium alloy. | Sterility Supplied non-sterile. Must be cleaned and sterilized (autoclave) before first use and after each use. | 96month | Store in a cool, dry place (15–30°C), away from moisture and direct sunlight. Keep in original packaging and ensure instruments are clean and dry before storage. |  | Request Quote
| DTC-0794 | implantology | endosseous dental implant | DRILL MEDIUM(D3844M) | ERGO KIT | Surgical kit | Swizerland | surgical kit are essential to a suuccesfull surgery from drills to depth | dental surgical kit containing drills, taps, countersinks, and accessories used for implant procedures, ensuring precise and efficient placement. | the purpose of surgical kit is to store the instruments used to insert dental implants |  | Complete implant surgical kit Improves accuracy and efficiency Durable and reusable Easy organization and handling | 5.2ᴓ3.8/4.4MM | Medical-grade stainless steel; hardened steel for drills/taps; optional tungsten carbide or titanium alloy. | Sterility Supplied non-sterile. Must be cleaned and sterilized (autoclave) before first use and after each use. |  | Store in a cool, dry place (15–30°C), away from moisture and direct sunlight. Keep in original packaging and ensure instruments are clean and dry before storage. |  | Request Quote
| DTC-0795 | implantology | endosseous dental implant | DRILL MEDIUM (D3338M) | ERGO KIT | Surgical kit | Swizerland | surgical kit are essential to a suuccesfull surgery from drills to depth | dental surgical kit containing drills, taps, countersinks, and accessories used for implant procedures, ensuring precise and efficient placement. | the purpose of surgical kit is to store the instruments used to insert dental implants |  | Complete implant surgical kit Improves accuracy and efficiency Durable and reusable Easy organization and handling | 4.7ᴓ3.3/3.8MM | Medical-grade stainless steel; hardened steel for drills/taps; optional tungsten carbide or titanium alloy. | Sterility Supplied non-sterile. Must be cleaned and sterilized (autoclave) before first use and after each use. | 96month | Store in a cool, dry place (15–30°C), away from moisture and direct sunlight. Keep in original packaging and ensure instruments are clean and dry before storage. |  | Request Quote
| DTC-0796 | implantology | endosseous dental implant | TRAY (ERGO TRAY) | ERGO KIT | Surgical kit | Swizerland | surgical kit are essential to a suuccesfull surgery from drills to depth | dental surgical kit containing drills, taps, countersinks, and accessories used for implant procedures, ensuring precise and efficient placement. | the purpose of surgical kit is to store the instruments used to insert dental implants |  | Complete implant surgical kit Improves accuracy and efficiency Durable and reusable Easy organization and handling | _ | Medical-grade stainless steel; hardened steel for drills/taps; optional tungsten carbide or titanium alloy. | Sterility Supplied non-sterile. Must be cleaned and sterilized (autoclave) before first use and after each use. | 96 month | Store in a cool, dry place (15–30°C), away from moisture and direct sunlight. Keep in original packaging and ensure instruments are clean and dry before storage. |  | Request Quote
| DTC-0797 | implantology | endosseous dental implant | RATCHETADAPTOR(WH2) | ERGO KIT | Surgical kit | Swizerland | surgical kit are essential to a suuccesfull surgery from drills to depth | dental surgical kit containing drills, taps, countersinks, and accessories used for implant procedures, ensuring precise and efficient placement. | the purpose of surgical kit is to store the instruments used to insert dental implants |  | Complete implant surgical kit Improves accuracy and efficiency Durable and reusable Easy organization and handling | _ | Medical-grade stainless steel; hardened steel for drills/taps; optional tungsten carbide or titanium alloy. | Sterility Supplied non-sterile. Must be cleaned and sterilized (autoclave) before first use and after each use. | 96 month | Store in a cool, dry place (15–30°C), away from moisture and direct sunlight. Keep in original packaging and ensure instruments are clean and dry before storage. |  | Request Quote

## Sheet1
Mouth Mirror Plane
Mirror Handle
Explorer Double Ended Octagonal
Probe Double Ended Standard
Endodontic Condenser
Excavator
Explorer
Probe
Composite placement
Plastic Filling Instrument
Cement Spatula
College
Flagg
Lip & Chick Retractor
Wire cutter (Wire Scissor)
Impression Trays Perforated Set of 6